## Overview
Watoto Village Load Profile Tool
This tool is designed to inform high level thinking around household and commercial electrical load profiles, which have a large impact on micro-grid design in sub-Saharan Africa. The purpose of this tool is to provide hourly electrical load profiles for various household types (i.e., high income, medium income, and low income households) and for various commercial entities (i.e., water pumping for irrigation, grain milling, small shops, schools, clinics, and street lighting) that are commonly found in rural Sub-Saharan Africa.
It is assumed that there is no variation in the load profiles from weekday/weekend and from season to season.
This tool allows the user to input the number of households, types of households, and number of commercial entities in order to see how the hourly electrical load profile changes and to see how the maximum and minimum electrical load changes.
The sections below provide instructions on how to use the Rural Load Profile Tool.
Getting started:
To get started, navigate to the "Inputs&OutputSummary" tab and enter values in the "INPUTS" table highlighted in orange and are located in cells C8 to C11 and C15 to C20. The outputs include the hourly load profile data in table format and a graph showing the hourly load profiles.
Additional information on how to navigate specific sections of the spreadsheet is provided below.
Household Inputs
• Number of Household
Number of household that will be connected to the micro-grid.
• % High Consumption Households
Percentage of households that are considered high income that will be connected to the micro-grid.
• % Medium Consumption Households
Percentage of households that are considered medium income that will be connected to the micro-grid.
• % Low Consumption Households
Percentage of households that are considered low income that will be connected to the micro-grid.
Commercial Inputs
• Number of Water Pumping Operations
Number of small-scale irrigation pumps used for agriculture that will be connected to the micro-grid.
.
• Number of Farm Operations
The number of small-scale farmingoperations that will be connected to the micro-grid.
• Number of Vocational School
The number of vocational schools or small-scale workshops that will be connected to the micro-grid.
• Number of Clinics
The number of clinics that will be connected to the micro-grid.
• Number of Street Lights
The number of individual street lights that will be connected to the micro-grid. Each street light is assumed to be 100-watt LED street lights.
• Number of Nuseries
The number of nuseries that will be connected to the micro-grid.
• Number of Large Workshops
The number of large workshops that will be connected to the micro-grid.
• Number of Administrative Units
The number of administrative units or offices that will be connected to the micro-grid.
Outputs
A summary of the outputs are located in the "Inputs&OutputSummary" tab. The hourly electrical load values for the total number of households, total number of commercial entities, and total number of households + commercial entities are given. The daily and annual electricity use is given for each along with the mininum and maximum kW. A graph of the hourly electrical load profiles is also given.
Additional Tabs
The "HouseholdLoadProfiles" tab provides details on how the household electrical load profiles were developed and includes references to papers that were used in developing the profiles. It should be noted that an 80% coincidence factor was applied to the household load profile.
The "CommercialLoadProfiles" tab provides details on how the commercial electrical load profiles were developed and includes references to papers that were used in developing the profiles.
Disclaimer
This tool was developed at NREL with support from Power Africa partners.
This tool is a high level initial estimate of household and commercial electrical load profiles and more due diligence should be done before developing a micro-grid system as conditions will vary by country, load types, income levels, and other factors that are specific to individual sites.
Results presented here should be treated as the initial step in understanding household and commercial load profiles in rural Africa. The results are not intended to be the sole basis of decisions.
It should be noted that this electrical load profile spreadsheet does not link to the accompanying spreadsheet named Microgrid ReOpt LCOE Results Explorer.
The data, results, and interpretations presented in this document have not been reviewed by technical experts outside of NREL.

## Load Point
Longtitude | Latitude | Load point | 0:00 | 1:00 | 2:00 | 3:00 | 4:00 | 5:00 | 6:00 | 7:00 | 8:00 | 9:00 | 10:00 | 11:00 | 12:00 | 13:00 | 14:00 | 15:00 | 16:00 | 17:00 | 18:00 | 19:00 | 20:00 | 21:00 | 22:00 | 23:00
32.4011 | 0.23682 | 1 | 0.091458 | 0.040374 | 0.042711 | 0.079654 | 0.10101 | 0.094457 | 0.095152 | 0.10472 | 0.068413 | 0.064842 | 0.061145 | 0.052956 | 0.04426 | 0.05213 | 0.052034 | 0.05255 | 0.06818 | 0.11958 | 0.11068 | 0.069892 | 0.064895 | 0.013839 | 0.016968 | 0.024074
32.3999 | 0.23803 | 2 | 0.0060972 | 0.0080748 | 0.0085423 | 0.0079654 | 0.013468 | 0.018891 | 0.030449 | 0.034907 | 0.023456 | 0.025937 | 0.031446 | 0.031774 | 0.024786 | 0.024327 | 0.03122 | 0.028027 | 0.027272 | 0.041 | 0.036894 | 0.013978 | 0.0043263 | 0.0055358 | 0.0033936 | 0.0048148
32.3998 | 0.2393 | 3 | 0.00080705 | 0.00074714 | 0.00067604 | 0.00060645 | 0.00067175 | 0.0012104 | 0.00095521 | 0.00022472 | 8.0715e-05 | 7.9846e-05 | 7.1472e-05 | 9.8681e-05 | 0.00014182 | 0.00015517 | 0.0001434 | 0.00010119 | 0.00014536 | 0.00054027 | 0.00094524 | 0.001681 | 0.0017752 | 0.0019082 | 0.0018568 | 0.0015605
32.4001 | 0.23931 | 4 | 0.00080705 | 0.00074714 | 0.00067604 | 0.00060645 | 0.00067175 | 0.0012104 | 0.00095521 | 0.00022472 | 8.0715e-05 | 7.9846e-05 | 7.1472e-05 | 9.8681e-05 | 0.00014182 | 0.00015517 | 0.0001434 | 0.00010119 | 0.00014536 | 0.00054027 | 0.00094524 | 0.001681 | 0.0017752 | 0.0019082 | 0.0018568 | 0.0015605
32.4003 | 0.23934 | 5 | 0.00080705 | 0.00074714 | 0.00067604 | 0.00060645 | 0.00067175 | 0.0012104 | 0.00095521 | 0.00022472 | 8.0715e-05 | 7.9846e-05 | 7.1472e-05 | 9.8681e-05 | 0.00014182 | 0.00015517 | 0.0001434 | 0.00010119 | 0.00014536 | 0.00054027 | 0.00094524 | 0.001681 | 0.0017752 | 0.0019082 | 0.0018568 | 0.0015605
32.4004 | 0.23929 | 6 | 0.00080705 | 0.00074714 | 0.00067604 | 0.00060645 | 0.00067175 | 0.0012104 | 0.00095521 | 0.00022472 | 8.0715e-05 | 7.9846e-05 | 7.1472e-05 | 9.8681e-05 | 0.00014182 | 0.00015517 | 0.0001434 | 0.00010119 | 0.00014536 | 0.00054027 | 0.00094524 | 0.001681 | 0.0017752 | 0.0019082 | 0.0018568 | 0.0015605
32.4004 | 0.23917 | 7 | 0.00080705 | 0.00074714 | 0.00067604 | 0.00060645 | 0.00067175 | 0.0012104 | 0.00095521 | 0.00022472 | 8.0715e-05 | 7.9846e-05 | 7.1472e-05 | 9.8681e-05 | 0.00014182 | 0.00015517 | 0.0001434 | 0.00010119 | 0.00014536 | 0.00054027 | 0.00094524 | 0.001681 | 0.0017752 | 0.0019082 | 0.0018568 | 0.0015605
32.4004 | 0.23906 | 8 | 0.00080705 | 0.00074714 | 0.00067604 | 0.00060645 | 0.00067175 | 0.0012104 | 0.00095521 | 0.00022472 | 8.0715e-05 | 7.9846e-05 | 7.1472e-05 | 9.8681e-05 | 0.00014182 | 0.00015517 | 0.0001434 | 0.00010119 | 0.00014536 | 0.00054027 | 0.00094524 | 0.001681 | 0.0017752 | 0.0019082 | 0.0018568 | 0.0015605
32.4002 | 0.23902 | 9 | 0.00080705 | 0.00074714 | 0.00067604 | 0.00060645 | 0.00067175 | 0.0012104 | 0.00095521 | 0.00022472 | 8.0715e-05 | 7.9846e-05 | 7.1472e-05 | 9.8681e-05 | 0.00014182 | 0.00015517 | 0.0001434 | 0.00010119 | 0.00014536 | 0.00054027 | 0.00094524 | 0.001681 | 0.0017752 | 0.0019082 | 0.0018568 | 0.0015605
32.4001 | 0.23907 | 10 | 0.00080705 | 0.00074714 | 0.00067604 | 0.00060645 | 0.00067175 | 0.0012104 | 0.00095521 | 0.00022472 | 8.0715e-05 | 7.9846e-05 | 7.1472e-05 | 9.8681e-05 | 0.00014182 | 0.00015517 | 0.0001434 | 0.00010119 | 0.00014536 | 0.00054027 | 0.00094524 | 0.001681 | 0.0017752 | 0.0019082 | 0.0018568 | 0.0015605
32.4001 | 0.23922 | 11 | 0.00080705 | 0.00074714 | 0.00067604 | 0.00060645 | 0.00067175 | 0.0012104 | 0.00095521 | 0.00022472 | 8.0715e-05 | 7.9846e-05 | 7.1472e-05 | 9.8681e-05 | 0.00014182 | 0.00015517 | 0.0001434 | 0.00010119 | 0.00014536 | 0.00054027 | 0.00094524 | 0.001681 | 0.0017752 | 0.0019082 | 0.0018568 | 0.0015605
32.4011 | 0.23972 | 12 | 0.00080705 | 0.00074714 | 0.00067604 | 0.00060645 | 0.00067175 | 0.0012104 | 0.00095521 | 0.00022472 | 8.0715e-05 | 7.9846e-05 | 7.1472e-05 | 9.8681e-05 | 0.00014182 | 0.00015517 | 0.0001434 | 0.00010119 | 0.00014536 | 0.00054027 | 0.00094524 | 0.001681 | 0.0017752 | 0.0019082 | 0.0018568 | 0.0015605
32.4008 | 0.2396 | 13 | 0.00080705 | 0.00074714 | 0.00067604 | 0.00060645 | 0.00067175 | 0.0012104 | 0.00095521 | 0.00022472 | 8.0715e-05 | 7.9846e-05 | 7.1472e-05 | 9.8681e-05 | 0.00014182 | 0.00015517 | 0.0001434 | 0.00010119 | 0.00014536 | 0.00054027 | 0.00094524 | 0.001681 | 0.0017752 | 0.0019082 | 0.0018568 | 0.0015605
32.4007 | 0.23951 | 14 | 0.00080705 | 0.00074714 | 0.00067604 | 0.00060645 | 0.00067175 | 0.0012104 | 0.00095521 | 0.00022472 | 8.0715e-05 | 7.9846e-05 | 7.1472e-05 | 9.8681e-05 | 0.00014182 | 0.00015517 | 0.0001434 | 0.00010119 | 0.00014536 | 0.00054027 | 0.00094524 | 0.001681 | 0.0017752 | 0.0019082 | 0.0018568 | 0.0015605
32.4006 | 0.23955 | 15 | 0.00080705 | 0.00074714 | 0.00067604 | 0.00060645 | 0.00067175 | 0.0012104 | 0.00095521 | 0.00022472 | 8.0715e-05 | 7.9846e-05 | 7.1472e-05 | 9.8681e-05 | 0.00014182 | 0.00015517 | 0.0001434 | 0.00010119 | 0.00014536 | 0.00054027 | 0.00094524 | 0.001681 | 0.0017752 | 0.0019082 | 0.0018568 | 0.0015605
32.4005 | 0.23965 | 16 | 0.00080705 | 0.00074714 | 0.00067604 | 0.00060645 | 0.00067175 | 0.0012104 | 0.00095521 | 0.00022472 | 8.0715e-05 | 7.9846e-05 | 7.1472e-05 | 9.8681e-05 | 0.00014182 | 0.00015517 | 0.0001434 | 0.00010119 | 0.00014536 | 0.00054027 | 0.00094524 | 0.001681 | 0.0017752 | 0.0019082 | 0.0018568 | 0.0015605
32.4006 | 0.23977 | 17 | 0.00080705 | 0.00074714 | 0.00067604 | 0.00060645 | 0.00067175 | 0.0012104 | 0.00095521 | 0.00022472 | 8.0715e-05 | 7.9846e-05 | 7.1472e-05 | 9.8681e-05 | 0.00014182 | 0.00015517 | 0.0001434 | 0.00010119 | 0.00014536 | 0.00054027 | 0.00094524 | 0.001681 | 0.0017752 | 0.0019082 | 0.0018568 | 0.0015605
32.4007 | 0.23985 | 18 | 0.00080705 | 0.00074714 | 0.00067604 | 0.00060645 | 0.00067175 | 0.0012104 | 0.00095521 | 0.00022472 | 8.0715e-05 | 7.9846e-05 | 7.1472e-05 | 9.8681e-05 | 0.00014182 | 0.00015517 | 0.0001434 | 0.00010119 | 0.00014536 | 0.00054027 | 0.00094524 | 0.001681 | 0.0017752 | 0.0019082 | 0.0018568 | 0.0015605
32.4008 | 0.23981 | 19 | 0.00080705 | 0.00074714 | 0.00067604 | 0.00060645 | 0.00067175 | 0.0012104 | 0.00095521 | 0.00022472 | 8.0715e-05 | 7.9846e-05 | 7.1472e-05 | 9.8681e-05 | 0.00014182 | 0.00015517 | 0.0001434 | 0.00010119 | 0.00014536 | 0.00054027 | 0.00094524 | 0.001681 | 0.0017752 | 0.0019082 | 0.0018568 | 0.0015605
32.4008 | 0.2397 | 20 | 0.00080705 | 0.00074714 | 0.00067604 | 0.00060645 | 0.00067175 | 0.0012104 | 0.00095521 | 0.00022472 | 8.0715e-05 | 7.9846e-05 | 7.1472e-05 | 9.8681e-05 | 0.00014182 | 0.00015517 | 0.0001434 | 0.00010119 | 0.00014536 | 0.00054027 | 0.00094524 | 0.001681 | 0.0017752 | 0.0019082 | 0.0018568 | 0.0015605
32.4011 | 0.24069 | 21 | 0.00080705 | 0.00074714 | 0.00067604 | 0.00060645 | 0.00067175 | 0.0012104 | 0.00095521 | 0.00022472 | 8.0715e-05 | 7.9846e-05 | 7.1472e-05 | 9.8681e-05 | 0.00014182 | 0.00015517 | 0.0001434 | 0.00010119 | 0.00014536 | 0.00054027 | 0.00094524 | 0.001681 | 0.0017752 | 0.0019082 | 0.0018568 | 0.0015605
32.4012 | 0.24036 | 22 | 0.00080705 | 0.00074714 | 0.00067604 | 0.00060645 | 0.00067175 | 0.0012104 | 0.00095521 | 0.00022472 | 8.0715e-05 | 7.9846e-05 | 7.1472e-05 | 9.8681e-05 | 0.00014182 | 0.00015517 | 0.0001434 | 0.00010119 | 0.00014536 | 0.00054027 | 0.00094524 | 0.001681 | 0.0017752 | 0.0019082 | 0.0018568 | 0.0015605
32.4013 | 0.24027 | 23 | 0.00080705 | 0.00074714 | 0.00067604 | 0.00060645 | 0.00067175 | 0.0012104 | 0.00095521 | 0.00022472 | 8.0715e-05 | 7.9846e-05 | 7.1472e-05 | 9.8681e-05 | 0.00014182 | 0.00015517 | 0.0001434 | 0.00010119 | 0.00014536 | 0.00054027 | 0.00094524 | 0.001681 | 0.0017752 | 0.0019082 | 0.0018568 | 0.0015605
32.4012 | 0.24015 | 24 | 0.00080705 | 0.00074714 | 0.00067604 | 0.00060645 | 0.00067175 | 0.0012104 | 0.00095521 | 0.00022472 | 8.0715e-05 | 7.9846e-05 | 7.1472e-05 | 9.8681e-05 | 0.00014182 | 0.00015517 | 0.0001434 | 0.00010119 | 0.00014536 | 0.00054027 | 0.00094524 | 0.001681 | 0.0017752 | 0.0019082 | 0.0018568 | 0.0015605
32.4011 | 0.24006 | 25 | 0.00080705 | 0.00074714 | 0.00067604 | 0.00060645 | 0.00067175 | 0.0012104 | 0.00095521 | 0.00022472 | 8.0715e-05 | 7.9846e-05 | 7.1472e-05 | 9.8681e-05 | 0.00014182 | 0.00015517 | 0.0001434 | 0.00010119 | 0.00014536 | 0.00054027 | 0.00094524 | 0.001681 | 0.0017752 | 0.0019082 | 0.0018568 | 0.0015605
32.401 | 0.24008 | 26 | 0.00080705 | 0.00074714 | 0.00067604 | 0.00060645 | 0.00067175 | 0.0012104 | 0.00095521 | 0.00022472 | 8.0715e-05 | 7.9846e-05 | 7.1472e-05 | 9.8681e-05 | 0.00014182 | 0.00015517 | 0.0001434 | 0.00010119 | 0.00014536 | 0.00054027 | 0.00094524 | 0.001681 | 0.0017752 | 0.0019082 | 0.0018568 | 0.0015605
32.4009 | 0.24019 | 27 | 0.00080705 | 0.00074714 | 0.00067604 | 0.00060645 | 0.00067175 | 0.0012104 | 0.00095521 | 0.00022472 | 8.0715e-05 | 7.9846e-05 | 7.1472e-05 | 9.8681e-05 | 0.00014182 | 0.00015517 | 0.0001434 | 0.00010119 | 0.00014536 | 0.00054027 | 0.00094524 | 0.001681 | 0.0017752 | 0.0019082 | 0.0018568 | 0.0015605
32.4009 | 0.24031 | 28 | 0.00080705 | 0.00074714 | 0.00067604 | 0.00060645 | 0.00067175 | 0.0012104 | 0.00095521 | 0.00022472 | 8.0715e-05 | 7.9846e-05 | 7.1472e-05 | 9.8681e-05 | 0.00014182 | 0.00015517 | 0.0001434 | 0.00010119 | 0.00014536 | 0.00054027 | 0.00094524 | 0.001681 | 0.0017752 | 0.0019082 | 0.0018568 | 0.0015605
32.401 | 0.24038 | 29 | 0.00080705 | 0.00074714 | 0.00067604 | 0.00060645 | 0.00067175 | 0.0012104 | 0.00095521 | 0.00022472 | 8.0715e-05 | 7.9846e-05 | 7.1472e-05 | 9.8681e-05 | 0.00014182 | 0.00015517 | 0.0001434 | 0.00010119 | 0.00014536 | 0.00054027 | 0.00094524 | 0.001681 | 0.0017752 | 0.0019082 | 0.0018568 | 0.0015605
32.4012 | 0.24095 | 30 | 0.00080705 | 0.00074714 | 0.00067604 | 0.00060645 | 0.00067175 | 0.0012104 | 0.00095521 | 0.00022472 | 8.0715e-05 | 7.9846e-05 | 7.1472e-05 | 9.8681e-05 | 0.00014182 | 0.00015517 | 0.0001434 | 0.00010119 | 0.00014536 | 0.00054027 | 0.00094524 | 0.001681 | 0.0017752 | 0.0019082 | 0.0018568 | 0.0015605
32.4014 | 0.24056 | 31 | 0.00080705 | 0.00074714 | 0.00067604 | 0.00060645 | 0.00067175 | 0.0012104 | 0.00095521 | 0.00022472 | 8.0715e-05 | 7.9846e-05 | 7.1472e-05 | 9.8681e-05 | 0.00014182 | 0.00015517 | 0.0001434 | 0.00010119 | 0.00014536 | 0.00054027 | 0.00094524 | 0.001681 | 0.0017752 | 0.0019082 | 0.0018568 | 0.0015605
32.4015 | 0.24048 | 32 | 0.00080705 | 0.00074714 | 0.00067604 | 0.00060645 | 0.00067175 | 0.0012104 | 0.00095521 | 0.00022472 | 8.0715e-05 | 7.9846e-05 | 7.1472e-05 | 9.8681e-05 | 0.00014182 | 0.00015517 | 0.0001434 | 0.00010119 | 0.00014536 | 0.00054027 | 0.00094524 | 0.001681 | 0.0017752 | 0.0019082 | 0.0018568 | 0.0015605
32.4009 | 0.24139 | 33 | 0.00080705 | 0.00074714 | 0.00067604 | 0.00060645 | 0.00067175 | 0.0012104 | 0.00095521 | 0.00022472 | 8.0715e-05 | 7.9846e-05 | 7.1472e-05 | 9.8681e-05 | 0.00014182 | 0.00015517 | 0.0001434 | 0.00010119 | 0.00014536 | 0.00054027 | 0.00094524 | 0.001681 | 0.0017752 | 0.0019082 | 0.0018568 | 0.0015605
32.4009 | 0.24118 | 34 | 0.00080705 | 0.00074714 | 0.00067604 | 0.00060645 | 0.00067175 | 0.0012104 | 0.00095521 | 0.00022472 | 8.0715e-05 | 7.9846e-05 | 7.1472e-05 | 9.8681e-05 | 0.00014182 | 0.00015517 | 0.0001434 | 0.00010119 | 0.00014536 | 0.00054027 | 0.00094524 | 0.001681 | 0.0017752 | 0.0019082 | 0.0018568 | 0.0015605
32.4009 | 0.24104 | 35 | 0.00080705 | 0.00074714 | 0.00067604 | 0.00060645 | 0.00067175 | 0.0012104 | 0.00095521 | 0.00022472 | 8.0715e-05 | 7.9846e-05 | 7.1472e-05 | 9.8681e-05 | 0.00014182 | 0.00015517 | 0.0001434 | 0.00010119 | 0.00014536 | 0.00054027 | 0.00094524 | 0.001681 | 0.0017752 | 0.0019082 | 0.0018568 | 0.0015605
32.4008 | 0.24093 | 36 | 0.00080705 | 0.00074714 | 0.00067604 | 0.00060645 | 0.00067175 | 0.0012104 | 0.00095521 | 0.00022472 | 8.0715e-05 | 7.9846e-05 | 7.1472e-05 | 9.8681e-05 | 0.00014182 | 0.00015517 | 0.0001434 | 0.00010119 | 0.00014536 | 0.00054027 | 0.00094524 | 0.001681 | 0.0017752 | 0.0019082 | 0.0018568 | 0.0015605
32.4007 | 0.24093 | 37 | 0.00080705 | 0.00074714 | 0.00067604 | 0.00060645 | 0.00067175 | 0.0012104 | 0.00095521 | 0.00022472 | 8.0715e-05 | 7.9846e-05 | 7.1472e-05 | 9.8681e-05 | 0.00014182 | 0.00015517 | 0.0001434 | 0.00010119 | 0.00014536 | 0.00054027 | 0.00094524 | 0.001681 | 0.0017752 | 0.0019082 | 0.0018568 | 0.0015605
32.4006 | 0.241 | 38 | 0.00080705 | 0.00074714 | 0.00067604 | 0.00060645 | 0.00067175 | 0.0012104 | 0.00095521 | 0.00022472 | 8.0715e-05 | 7.9846e-05 | 7.1472e-05 | 9.8681e-05 | 0.00014182 | 0.00015517 | 0.0001434 | 0.00010119 | 0.00014536 | 0.00054027 | 0.00094524 | 0.001681 | 0.0017752 | 0.0019082 | 0.0018568 | 0.0015605
32.4006 | 0.24112 | 39 | 0.00080705 | 0.00074714 | 0.00067604 | 0.00060645 | 0.00067175 | 0.0012104 | 0.00095521 | 0.00022472 | 8.0715e-05 | 7.9846e-05 | 7.1472e-05 | 9.8681e-05 | 0.00014182 | 0.00015517 | 0.0001434 | 0.00010119 | 0.00014536 | 0.00054027 | 0.00094524 | 0.001681 | 0.0017752 | 0.0019082 | 0.0018568 | 0.0015605
32.4006 | 0.24124 | 40 | 0.00080705 | 0.00074714 | 0.00067604 | 0.00060645 | 0.00067175 | 0.0012104 | 0.00095521 | 0.00022472 | 8.0715e-05 | 7.9846e-05 | 7.1472e-05 | 9.8681e-05 | 0.00014182 | 0.00015517 | 0.0001434 | 0.00010119 | 0.00014536 | 0.00054027 | 0.00094524 | 0.001681 | 0.0017752 | 0.0019082 | 0.0018568 | 0.0015605
32.4008 | 0.24124 | 41 | 0.00080705 | 0.00074714 | 0.00067604 | 0.00060645 | 0.00067175 | 0.0012104 | 0.00095521 | 0.00022472 | 8.0715e-05 | 7.9846e-05 | 7.1472e-05 | 9.8681e-05 | 0.00014182 | 0.00015517 | 0.0001434 | 0.00010119 | 0.00014536 | 0.00054027 | 0.00094524 | 0.001681 | 0.0017752 | 0.0019082 | 0.0018568 | 0.0015605
32.4003 | 0.24107 | 42 | 0.00080705 | 0.00074714 | 0.00067604 | 0.00060645 | 0.00067175 | 0.0012104 | 0.00095521 | 0.00022472 | 8.0715e-05 | 7.9846e-05 | 7.1472e-05 | 9.8681e-05 | 0.00014182 | 0.00015517 | 0.0001434 | 0.00010119 | 0.00014536 | 0.00054027 | 0.00094524 | 0.001681 | 0.0017752 | 0.0019082 | 0.0018568 | 0.0015605
32.4003 | 0.24085 | 43 | 0.00080705 | 0.00074714 | 0.00067604 | 0.00060645 | 0.00067175 | 0.0012104 | 0.00095521 | 0.00022472 | 8.0715e-05 | 7.9846e-05 | 7.1472e-05 | 9.8681e-05 | 0.00014182 | 0.00015517 | 0.0001434 | 0.00010119 | 0.00014536 | 0.00054027 | 0.00094524 | 0.001681 | 0.0017752 | 0.0019082 | 0.0018568 | 0.0015605
32.4004 | 0.24073 | 44 | 0.00080705 | 0.00074714 | 0.00067604 | 0.00060645 | 0.00067175 | 0.0012104 | 0.00095521 | 0.00022472 | 8.0715e-05 | 7.9846e-05 | 7.1472e-05 | 9.8681e-05 | 0.00014182 | 0.00015517 | 0.0001434 | 0.00010119 | 0.00014536 | 0.00054027 | 0.00094524 | 0.001681 | 0.0017752 | 0.0019082 | 0.0018568 | 0.0015605
32.4004 | 0.2406 | 45 | 0.00080705 | 0.00074714 | 0.00067604 | 0.00060645 | 0.00067175 | 0.0012104 | 0.00095521 | 0.00022472 | 8.0715e-05 | 7.9846e-05 | 7.1472e-05 | 9.8681e-05 | 0.00014182 | 0.00015517 | 0.0001434 | 0.00010119 | 0.00014536 | 0.00054027 | 0.00094524 | 0.001681 | 0.0017752 | 0.0019082 | 0.0018568 | 0.0015605
32.4003 | 0.24054 | 46 | 0.00080705 | 0.00074714 | 0.00067604 | 0.00060645 | 0.00067175 | 0.0012104 | 0.00095521 | 0.00022472 | 8.0715e-05 | 7.9846e-05 | 7.1472e-05 | 9.8681e-05 | 0.00014182 | 0.00015517 | 0.0001434 | 0.00010119 | 0.00014536 | 0.00054027 | 0.00094524 | 0.001681 | 0.0017752 | 0.0019082 | 0.0018568 | 0.0015605
32.4001 | 0.24054 | 47 | 0.00080705 | 0.00074714 | 0.00067604 | 0.00060645 | 0.00067175 | 0.0012104 | 0.00095521 | 0.00022472 | 8.0715e-05 | 7.9846e-05 | 7.1472e-05 | 9.8681e-05 | 0.00014182 | 0.00015517 | 0.0001434 | 0.00010119 | 0.00014536 | 0.00054027 | 0.00094524 | 0.001681 | 0.0017752 | 0.0019082 | 0.0018568 | 0.0015605
32.4001 | 0.24068 | 48 | 0.00080705 | 0.00074714 | 0.00067604 | 0.00060645 | 0.00067175 | 0.0012104 | 0.00095521 | 0.00022472 | 8.0715e-05 | 7.9846e-05 | 7.1472e-05 | 9.8681e-05 | 0.00014182 | 0.00015517 | 0.0001434 | 0.00010119 | 0.00014536 | 0.00054027 | 0.00094524 | 0.001681 | 0.0017752 | 0.0019082 | 0.0018568 | 0.0015605
32.4001 | 0.24079 | 49 | 0.00080705 | 0.00074714 | 0.00067604 | 0.00060645 | 0.00067175 | 0.0012104 | 0.00095521 | 0.00022472 | 8.0715e-05 | 7.9846e-05 | 7.1472e-05 | 9.8681e-05 | 0.00014182 | 0.00015517 | 0.0001434 | 0.00010119 | 0.00014536 | 0.00054027 | 0.00094524 | 0.001681 | 0.0017752 | 0.0019082 | 0.0018568 | 0.0015605
32.4002 | 0.24085 | 50 | 0.00080705 | 0.00074714 | 0.00067604 | 0.00060645 | 0.00067175 | 0.0012104 | 0.00095521 | 0.00022472 | 8.0715e-05 | 7.9846e-05 | 7.1472e-05 | 9.8681e-05 | 0.00014182 | 0.00015517 | 0.0001434 | 0.00010119 | 0.00014536 | 0.00054027 | 0.00094524 | 0.001681 | 0.0017752 | 0.0019082 | 0.0018568 | 0.0015605
32.3999 | 0.24081 | 51 | 0.00080705 | 0.00074714 | 0.00067604 | 0.00060645 | 0.00067175 | 0.0012104 | 0.00095521 | 0.00022472 | 8.0715e-05 | 7.9846e-05 | 7.1472e-05 | 9.8681e-05 | 0.00014182 | 0.00015517 | 0.0001434 | 0.00010119 | 0.00014536 | 0.00054027 | 0.00094524 | 0.001681 | 0.0017752 | 0.0019082 | 0.0018568 | 0.0015605
32.3998 | 0.24051 | 52 | 0.00080705 | 0.00074714 | 0.00067604 | 0.00060645 | 0.00067175 | 0.0012104 | 0.00095521 | 0.00022472 | 8.0715e-05 | 7.9846e-05 | 7.1472e-05 | 9.8681e-05 | 0.00014182 | 0.00015517 | 0.0001434 | 0.00010119 | 0.00014536 | 0.00054027 | 0.00094524 | 0.001681 | 0.0017752 | 0.0019082 | 0.0018568 | 0.0015605
32.3999 | 0.24039 | 53 | 0.00080705 | 0.00074714 | 0.00067604 | 0.00060645 | 0.00067175 | 0.0012104 | 0.00095521 | 0.00022472 | 8.0715e-05 | 7.9846e-05 | 7.1472e-05 | 9.8681e-05 | 0.00014182 | 0.00015517 | 0.0001434 | 0.00010119 | 0.00014536 | 0.00054027 | 0.00094524 | 0.001681 | 0.0017752 | 0.0019082 | 0.0018568 | 0.0015605
32.3998 | 0.24028 | 54 | 0.00080705 | 0.00074714 | 0.00067604 | 0.00060645 | 0.00067175 | 0.0012104 | 0.00095521 | 0.00022472 | 8.0715e-05 | 7.9846e-05 | 7.1472e-05 | 9.8681e-05 | 0.00014182 | 0.00015517 | 0.0001434 | 0.00010119 | 0.00014536 | 0.00054027 | 0.00094524 | 0.001681 | 0.0017752 | 0.0019082 | 0.0018568 | 0.0015605
32.3997 | 0.24021 | 55 | 0.00080705 | 0.00074714 | 0.00067604 | 0.00060645 | 0.00067175 | 0.0012104 | 0.00095521 | 0.00022472 | 8.0715e-05 | 7.9846e-05 | 7.1472e-05 | 9.8681e-05 | 0.00014182 | 0.00015517 | 0.0001434 | 0.00010119 | 0.00014536 | 0.00054027 | 0.00094524 | 0.001681 | 0.0017752 | 0.0019082 | 0.0018568 | 0.0015605
32.3996 | 0.24026 | 56 | 0.00080705 | 0.00074714 | 0.00067604 | 0.00060645 | 0.00067175 | 0.0012104 | 0.00095521 | 0.00022472 | 8.0715e-05 | 7.9846e-05 | 7.1472e-05 | 9.8681e-05 | 0.00014182 | 0.00015517 | 0.0001434 | 0.00010119 | 0.00014536 | 0.00054027 | 0.00094524 | 0.001681 | 0.0017752 | 0.0019082 | 0.0018568 | 0.0015605
32.3996 | 0.24038 | 57 | 0.00080705 | 0.00074714 | 0.00067604 | 0.00060645 | 0.00067175 | 0.0012104 | 0.00095521 | 0.00022472 | 8.0715e-05 | 7.9846e-05 | 7.1472e-05 | 9.8681e-05 | 0.00014182 | 0.00015517 | 0.0001434 | 0.00010119 | 0.00014536 | 0.00054027 | 0.00094524 | 0.001681 | 0.0017752 | 0.0019082 | 0.0018568 | 0.0015605
32.3996 | 0.2405 | 58 | 0.00080705 | 0.00074714 | 0.00067604 | 0.00060645 | 0.00067175 | 0.0012104 | 0.00095521 | 0.00022472 | 8.0715e-05 | 7.9846e-05 | 7.1472e-05 | 9.8681e-05 | 0.00014182 | 0.00015517 | 0.0001434 | 0.00010119 | 0.00014536 | 0.00054027 | 0.00094524 | 0.001681 | 0.0017752 | 0.0019082 | 0.0018568 | 0.0015605
32.3997 | 0.24056 | 59 | 0.00080705 | 0.00074714 | 0.00067604 | 0.00060645 | 0.00067175 | 0.0012104 | 0.00095521 | 0.00022472 | 8.0715e-05 | 7.9846e-05 | 7.1472e-05 | 9.8681e-05 | 0.00014182 | 0.00015517 | 0.0001434 | 0.00010119 | 0.00014536 | 0.00054027 | 0.00094524 | 0.001681 | 0.0017752 | 0.0019082 | 0.0018568 | 0.0015605
32.399 | 0.24066 | 60 | 0.00080705 | 0.00074714 | 0.00067604 | 0.00060645 | 0.00067175 | 0.0012104 | 0.00095521 | 0.00022472 | 8.0715e-05 | 7.9846e-05 | 7.1472e-05 | 9.8681e-05 | 0.00014182 | 0.00015517 | 0.0001434 | 0.00010119 | 0.00014536 | 0.00054027 | 0.00094524 | 0.001681 | 0.0017752 | 0.0019082 | 0.0018568 | 0.0015605
32.3988 | 0.24054 | 61 | 0.00080705 | 0.00074714 | 0.00067604 | 0.00060645 | 0.00067175 | 0.0012104 | 0.00095521 | 0.00022472 | 8.0715e-05 | 7.9846e-05 | 7.1472e-05 | 9.8681e-05 | 0.00014182 | 0.00015517 | 0.0001434 | 0.00010119 | 0.00014536 | 0.00054027 | 0.00094524 | 0.001681 | 0.0017752 | 0.0019082 | 0.0018568 | 0.0015605
32.3987 | 0.24043 | 62 | 0.00080705 | 0.00074714 | 0.00067604 | 0.00060645 | 0.00067175 | 0.0012104 | 0.00095521 | 0.00022472 | 8.0715e-05 | 7.9846e-05 | 7.1472e-05 | 9.8681e-05 | 0.00014182 | 0.00015517 | 0.0001434 | 0.00010119 | 0.00014536 | 0.00054027 | 0.00094524 | 0.001681 | 0.0017752 | 0.0019082 | 0.0018568 | 0.0015605
32.3986 | 0.2404 | 63 | 0.00080705 | 0.00074714 | 0.00067604 | 0.00060645 | 0.00067175 | 0.0012104 | 0.00095521 | 0.00022472 | 8.0715e-05 | 7.9846e-05 | 7.1472e-05 | 9.8681e-05 | 0.00014182 | 0.00015517 | 0.0001434 | 0.00010119 | 0.00014536 | 0.00054027 | 0.00094524 | 0.001681 | 0.0017752 | 0.0019082 | 0.0018568 | 0.0015605
32.3985 | 0.24047 | 64 | 0.00080705 | 0.00074714 | 0.00067604 | 0.00060645 | 0.00067175 | 0.0012104 | 0.00095521 | 0.00022472 | 8.0715e-05 | 7.9846e-05 | 7.1472e-05 | 9.8681e-05 | 0.00014182 | 0.00015517 | 0.0001434 | 0.00010119 | 0.00014536 | 0.00054027 | 0.00094524 | 0.001681 | 0.0017752 | 0.0019082 | 0.0018568 | 0.0015605
32.3985 | 0.24059 | 65 | 0.00080705 | 0.00074714 | 0.00067604 | 0.00060645 | 0.00067175 | 0.0012104 | 0.00095521 | 0.00022472 | 8.0715e-05 | 7.9846e-05 | 7.1472e-05 | 9.8681e-05 | 0.00014182 | 0.00015517 | 0.0001434 | 0.00010119 | 0.00014536 | 0.00054027 | 0.00094524 | 0.001681 | 0.0017752 | 0.0019082 | 0.0018568 | 0.0015605
32.3985 | 0.24069 | 66 | 0.00080705 | 0.00074714 | 0.00067604 | 0.00060645 | 0.00067175 | 0.0012104 | 0.00095521 | 0.00022472 | 8.0715e-05 | 7.9846e-05 | 7.1472e-05 | 9.8681e-05 | 0.00014182 | 0.00015517 | 0.0001434 | 0.00010119 | 0.00014536 | 0.00054027 | 0.00094524 | 0.001681 | 0.0017752 | 0.0019082 | 0.0018568 | 0.0015605
32.3987 | 0.24071 | 67 | 0.00080705 | 0.00074714 | 0.00067604 | 0.00060645 | 0.00067175 | 0.0012104 | 0.00095521 | 0.00022472 | 8.0715e-05 | 7.9846e-05 | 7.1472e-05 | 9.8681e-05 | 0.00014182 | 0.00015517 | 0.0001434 | 0.00010119 | 0.00014536 | 0.00054027 | 0.00094524 | 0.001681 | 0.0017752 | 0.0019082 | 0.0018568 | 0.0015605
32.3988 | 0.24064 | 68 | 0.00080705 | 0.00074714 | 0.00067604 | 0.00060645 | 0.00067175 | 0.0012104 | 0.00095521 | 0.00022472 | 8.0715e-05 | 7.9846e-05 | 7.1472e-05 | 9.8681e-05 | 0.00014182 | 0.00015517 | 0.0001434 | 0.00010119 | 0.00014536 | 0.00054027 | 0.00094524 | 0.001681 | 0.0017752 | 0.0019082 | 0.0018568 | 0.0015605
32.3985 | 0.24004 | 69 | 0.00080705 | 0.00074714 | 0.00067604 | 0.00060645 | 0.00067175 | 0.0012104 | 0.00095521 | 0.00022472 | 8.0715e-05 | 7.9846e-05 | 7.1472e-05 | 9.8681e-05 | 0.00014182 | 0.00015517 | 0.0001434 | 0.00010119 | 0.00014536 | 0.00054027 | 0.00094524 | 0.001681 | 0.0017752 | 0.0019082 | 0.0018568 | 0.0015605
32.3982 | 0.24013 | 70 | 0.00080705 | 0.00074714 | 0.00067604 | 0.00060645 | 0.00067175 | 0.0012104 | 0.00095521 | 0.00022472 | 8.0715e-05 | 7.9846e-05 | 7.1472e-05 | 9.8681e-05 | 0.00014182 | 0.00015517 | 0.0001434 | 0.00010119 | 0.00014536 | 0.00054027 | 0.00094524 | 0.001681 | 0.0017752 | 0.0019082 | 0.0018568 | 0.0015605
32.3981 | 0.24011 | 71 | 0.00080705 | 0.00074714 | 0.00067604 | 0.00060645 | 0.00067175 | 0.0012104 | 0.00095521 | 0.00022472 | 8.0715e-05 | 7.9846e-05 | 7.1472e-05 | 9.8681e-05 | 0.00014182 | 0.00015517 | 0.0001434 | 0.00010119 | 0.00014536 | 0.00054027 | 0.00094524 | 0.001681 | 0.0017752 | 0.0019082 | 0.0018568 | 0.0015605
32.398 | 0.24016 | 72 | 0.00080705 | 0.00074714 | 0.00067604 | 0.00060645 | 0.00067175 | 0.0012104 | 0.00095521 | 0.00022472 | 8.0715e-05 | 7.9846e-05 | 7.1472e-05 | 9.8681e-05 | 0.00014182 | 0.00015517 | 0.0001434 | 0.00010119 | 0.00014536 | 0.00054027 | 0.00094524 | 0.001681 | 0.0017752 | 0.0019082 | 0.0018568 | 0.0015605
32.3979 | 0.24029 | 73 | 0.00080705 | 0.00074714 | 0.00067604 | 0.00060645 | 0.00067175 | 0.0012104 | 0.00095521 | 0.00022472 | 8.0715e-05 | 7.9846e-05 | 7.1472e-05 | 9.8681e-05 | 0.00014182 | 0.00015517 | 0.0001434 | 0.00010119 | 0.00014536 | 0.00054027 | 0.00094524 | 0.001681 | 0.0017752 | 0.0019082 | 0.0018568 | 0.0015605
32.398 | 0.24039 | 74 | 0.00080705 | 0.00074714 | 0.00067604 | 0.00060645 | 0.00067175 | 0.0012104 | 0.00095521 | 0.00022472 | 8.0715e-05 | 7.9846e-05 | 7.1472e-05 | 9.8681e-05 | 0.00014182 | 0.00015517 | 0.0001434 | 0.00010119 | 0.00014536 | 0.00054027 | 0.00094524 | 0.001681 | 0.0017752 | 0.0019082 | 0.0018568 | 0.0015605
32.3981 | 0.24043 | 75 | 0.00080705 | 0.00074714 | 0.00067604 | 0.00060645 | 0.00067175 | 0.0012104 | 0.00095521 | 0.00022472 | 8.0715e-05 | 7.9846e-05 | 7.1472e-05 | 9.8681e-05 | 0.00014182 | 0.00015517 | 0.0001434 | 0.00010119 | 0.00014536 | 0.00054027 | 0.00094524 | 0.001681 | 0.0017752 | 0.0019082 | 0.0018568 | 0.0015605
32.3982 | 0.24037 | 76 | 0.00080705 | 0.00074714 | 0.00067604 | 0.00060645 | 0.00067175 | 0.0012104 | 0.00095521 | 0.00022472 | 8.0715e-05 | 7.9846e-05 | 7.1472e-05 | 9.8681e-05 | 0.00014182 | 0.00015517 | 0.0001434 | 0.00010119 | 0.00014536 | 0.00054027 | 0.00094524 | 0.001681 | 0.0017752 | 0.0019082 | 0.0018568 | 0.0015605
32.3982 | 0.24026 | 77 | 0.00080705 | 0.00074714 | 0.00067604 | 0.00060645 | 0.00067175 | 0.0012104 | 0.00095521 | 0.00022472 | 8.0715e-05 | 7.9846e-05 | 7.1472e-05 | 9.8681e-05 | 0.00014182 | 0.00015517 | 0.0001434 | 0.00010119 | 0.00014536 | 0.00054027 | 0.00094524 | 0.001681 | 0.0017752 | 0.0019082 | 0.0018568 | 0.0015605
32.3995 | 0.23985 | 78 | 0.0010162 | 0.0013458 | 0.0014237 | 0.0013276 | 0.0011223 | 0.00078714 | 0.001903 | 0.0034907 | 0.0019547 | 0.002007 | 0.0018926 | 0.0019123 | 0.001918 | 0.0018825 | 0.001879 | 0.0018977 | 0.0017857 | 0.0011389 | 0.0006149 | 0.00038829 | 0.00036053 | 0.00046131 | 0.0005656 | 0.00080247
32.3994 | 0.23977 | 79 | 0.0010162 | 0.0013458 | 0.0014237 | 0.0013276 | 0.0011223 | 0.00078714 | 0.001903 | 0.0034907 | 0.0019547 | 0.002007 | 0.0018926 | 0.0019123 | 0.001918 | 0.0018825 | 0.001879 | 0.0018977 | 0.0017857 | 0.0011389 | 0.0006149 | 0.00038829 | 0.00036053 | 0.00046131 | 0.0005656 | 0.00080247
32.3997 | 0.2397 | 80 | 0.0010162 | 0.0013458 | 0.0014237 | 0.0013276 | 0.0011223 | 0.00078714 | 0.001903 | 0.0034907 | 0.0019547 | 0.002007 | 0.0018926 | 0.0019123 | 0.001918 | 0.0018825 | 0.001879 | 0.0018977 | 0.0017857 | 0.0011389 | 0.0006149 | 0.00038829 | 0.00036053 | 0.00046131 | 0.0005656 | 0.00080247
32.3996 | 0.23962 | 81 | 0.0010162 | 0.0013458 | 0.0014237 | 0.0013276 | 0.0011223 | 0.00078714 | 0.001903 | 0.0034907 | 0.0019547 | 0.002007 | 0.0018926 | 0.0019123 | 0.001918 | 0.0018825 | 0.001879 | 0.0018977 | 0.0017857 | 0.0011389 | 0.0006149 | 0.00038829 | 0.00036053 | 0.00046131 | 0.0005656 | 0.00080247
32.3998 | 0.23952 | 82 | 0.018292 | 0.024224 | 0.025627 | 0.023896 | 0.020202 | 0.014168 | 0.011418 | 0.010472 | 0.035184 | 0.036126 | 0.041928 | 0.042365 | 0.04249 | 0.041704 | 0.041627 | 0.04204 | 0.037986 | 0.0205 | 0.011068 | 0.0069892 | 0.0064895 | 0.0083037 | 0.010181 | 0.014444
32.4002 | 0.23974 | 83 | 0.00080705 | 0.00074714 | 0.00067604 | 0.00060645 | 0.00067175 | 0.0012104 | 0.00095521 | 0.00022472 | 8.0715e-05 | 7.9846e-05 | 7.1472e-05 | 9.8681e-05 | 0.00014182 | 0.00015517 | 0.0001434 | 0.00010119 | 0.00014536 | 0.00054027 | 0.00094524 | 0.001681 | 0.0017752 | 0.0019082 | 0.0018568 | 0.0015605
32.4006 | 0.24012 | 84 | 0.00080705 | 0.00074714 | 0.00067604 | 0.00060645 | 0.00067175 | 0.0012104 | 0.00095521 | 0.00022472 | 8.0715e-05 | 7.9846e-05 | 7.1472e-05 | 9.8681e-05 | 0.00014182 | 0.00015517 | 0.0001434 | 0.00010119 | 0.00014536 | 0.00054027 | 0.00094524 | 0.001681 | 0.0017752 | 0.0019082 | 0.0018568 | 0.0015605
32.3991 | 0.24011 | 85 | 0 | 0 | 0 | 0 | 0 | 0 | 0 | 0 | 0 | 0 | 0 | 0 | 0 | 0 | 0 | 0 | 0 | 0 | 0 | 0 | 0 | 0 | 0 | 0
32.4025 | 0.24457 | 86 | 0.013316 | 0.012328 | 0.011155 | 0.010006 | 0.011084 | 0.012278 | 0.011434 | 0.0078793 | 0.0027524 | 0.0018612 | 0.001666 | 0.0017637 | 0.0023589 | 0.0022691 | 0.0021263 | 0.0023586 | 0.0033881 | 0.0083638 | 0.015573 | 0.018007 | 0.018784 | 0.020511 | 0.018816 | 0.016385
32.4026 | 0.24451 | 87 | 0.013316 | 0.012328 | 0.011155 | 0.010006 | 0.011084 | 0.012278 | 0.011434 | 0.0078793 | 0.0027524 | 0.0018612 | 0.001666 | 0.0017637 | 0.0023589 | 0.0022691 | 0.0021263 | 0.0023586 | 0.0033881 | 0.0083638 | 0.015573 | 0.018007 | 0.018784 | 0.020511 | 0.018816 | 0.016385
32.4023 | 0.24551 | 88 | 0.00080705 | 0.00074714 | 0.00067604 | 0.00060645 | 0.00067175 | 0.0012104 | 0.00095521 | 0.00022472 | 8.0715e-05 | 7.9846e-05 | 7.1472e-05 | 9.8681e-05 | 0.00014182 | 0.00015517 | 0.0001434 | 0.00010119 | 0.00014536 | 0.00054027 | 0.00094524 | 0.001681 | 0.0017752 | 0.0019082 | 0.0018568 | 0.0015605
32.4024 | 0.24524 | 89 | 0.00080705 | 0.00074714 | 0.00067604 | 0.00060645 | 0.00067175 | 0.0012104 | 0.00095521 | 0.00022472 | 8.0715e-05 | 7.9846e-05 | 7.1472e-05 | 9.8681e-05 | 0.00014182 | 0.00015517 | 0.0001434 | 0.00010119 | 0.00014536 | 0.00054027 | 0.00094524 | 0.001681 | 0.0017752 | 0.0019082 | 0.0018568 | 0.0015605
32.4026 | 0.24516 | 90 | 0.00080705 | 0.00074714 | 0.00067604 | 0.00060645 | 0.00067175 | 0.0012104 | 0.00095521 | 0.00022472 | 8.0715e-05 | 7.9846e-05 | 7.1472e-05 | 9.8681e-05 | 0.00014182 | 0.00015517 | 0.0001434 | 0.00010119 | 0.00014536 | 0.00054027 | 0.00094524 | 0.001681 | 0.0017752 | 0.0019082 | 0.0018568 | 0.0015605
32.4027 | 0.24506 | 91 | 0.00080705 | 0.00074714 | 0.00067604 | 0.00060645 | 0.00067175 | 0.0012104 | 0.00095521 | 0.00022472 | 8.0715e-05 | 7.9846e-05 | 7.1472e-05 | 9.8681e-05 | 0.00014182 | 0.00015517 | 0.0001434 | 0.00010119 | 0.00014536 | 0.00054027 | 0.00094524 | 0.001681 | 0.0017752 | 0.0019082 | 0.0018568 | 0.0015605
32.4026 | 0.24493 | 92 | 0.00080705 | 0.00074714 | 0.00067604 | 0.00060645 | 0.00067175 | 0.0012104 | 0.00095521 | 0.00022472 | 8.0715e-05 | 7.9846e-05 | 7.1472e-05 | 9.8681e-05 | 0.00014182 | 0.00015517 | 0.0001434 | 0.00010119 | 0.00014536 | 0.00054027 | 0.00094524 | 0.001681 | 0.0017752 | 0.0019082 | 0.0018568 | 0.0015605
32.4025 | 0.24487 | 93 | 0.00080705 | 0.00074714 | 0.00067604 | 0.00060645 | 0.00067175 | 0.0012104 | 0.00095521 | 0.00022472 | 8.0715e-05 | 7.9846e-05 | 7.1472e-05 | 9.8681e-05 | 0.00014182 | 0.00015517 | 0.0001434 | 0.00010119 | 0.00014536 | 0.00054027 | 0.00094524 | 0.001681 | 0.0017752 | 0.0019082 | 0.0018568 | 0.0015605
32.4024 | 0.24494 | 94 | 0.00080705 | 0.00074714 | 0.00067604 | 0.00060645 | 0.00067175 | 0.0012104 | 0.00095521 | 0.00022472 | 8.0715e-05 | 7.9846e-05 | 7.1472e-05 | 9.8681e-05 | 0.00014182 | 0.00015517 | 0.0001434 | 0.00010119 | 0.00014536 | 0.00054027 | 0.00094524 | 0.001681 | 0.0017752 | 0.0019082 | 0.0018568 | 0.0015605
32.4023 | 0.24504 | 95 | 0.00080705 | 0.00074714 | 0.00067604 | 0.00060645 | 0.00067175 | 0.0012104 | 0.00095521 | 0.00022472 | 8.0715e-05 | 7.9846e-05 | 7.1472e-05 | 9.8681e-05 | 0.00014182 | 0.00015517 | 0.0001434 | 0.00010119 | 0.00014536 | 0.00054027 | 0.00094524 | 0.001681 | 0.0017752 | 0.0019082 | 0.0018568 | 0.0015605
32.4023 | 0.24516 | 96 | 0.00080705 | 0.00074714 | 0.00067604 | 0.00060645 | 0.00067175 | 0.0012104 | 0.00095521 | 0.00022472 | 8.0715e-05 | 7.9846e-05 | 7.1472e-05 | 9.8681e-05 | 0.00014182 | 0.00015517 | 0.0001434 | 0.00010119 | 0.00014536 | 0.00054027 | 0.00094524 | 0.001681 | 0.0017752 | 0.0019082 | 0.0018568 | 0.0015605
32.402 | 0.2455 | 97 | 0.0050441 | 0.0046696 | 0.0042253 | 0.0037903 | 0.0041984 | 0.0036698 | 0.0043121 | 0.0041069 | 0.0013196 | 0.00073097 | 0.00065431 | 0.00063513 | 0.001384 | 0.00089048 | 0.00080603 | 0.00092634 | 0.0013307 | 0.0042936 | 0.010927 | 0.007764 | 0.0070381 | 0.0080574 | 0.0061006 | 0.0050715
32.4019 | 0.2466 | 98 | 0.00080705 | 0.00074714 | 0.00067604 | 0.00060645 | 0.00067175 | 0.0012104 | 0.00095521 | 0.00022472 | 8.0715e-05 | 7.9846e-05 | 7.1472e-05 | 9.8681e-05 | 0.00014182 | 0.00015517 | 0.0001434 | 0.00010119 | 0.00014536 | 0.00054027 | 0.00094524 | 0.001681 | 0.0017752 | 0.0019082 | 0.0018568 | 0.0015605
32.402 | 0.2463 | 99 | 0.00080705 | 0.00074714 | 0.00067604 | 0.00060645 | 0.00067175 | 0.0012104 | 0.00095521 | 0.00022472 | 8.0715e-05 | 7.9846e-05 | 7.1472e-05 | 9.8681e-05 | 0.00014182 | 0.00015517 | 0.0001434 | 0.00010119 | 0.00014536 | 0.00054027 | 0.00094524 | 0.001681 | 0.0017752 | 0.0019082 | 0.0018568 | 0.0015605
32.4021 | 0.24616 | 100 | 0.00080705 | 0.00074714 | 0.00067604 | 0.00060645 | 0.00067175 | 0.0012104 | 0.00095521 | 0.00022472 | 8.0715e-05 | 7.9846e-05 | 7.1472e-05 | 9.8681e-05 | 0.00014182 | 0.00015517 | 0.0001434 | 0.00010119 | 0.00014536 | 0.00054027 | 0.00094524 | 0.001681 | 0.0017752 | 0.0019082 | 0.0018568 | 0.0015605
32.4021 | 0.24604 | 101 | 0.00080705 | 0.00074714 | 0.00067604 | 0.00060645 | 0.00067175 | 0.0012104 | 0.00095521 | 0.00022472 | 8.0715e-05 | 7.9846e-05 | 7.1472e-05 | 9.8681e-05 | 0.00014182 | 0.00015517 | 0.0001434 | 0.00010119 | 0.00014536 | 0.00054027 | 0.00094524 | 0.001681 | 0.0017752 | 0.0019082 | 0.0018568 | 0.0015605
32.402 | 0.24594 | 102 | 0.00080705 | 0.00074714 | 0.00067604 | 0.00060645 | 0.00067175 | 0.0012104 | 0.00095521 | 0.00022472 | 8.0715e-05 | 7.9846e-05 | 7.1472e-05 | 9.8681e-05 | 0.00014182 | 0.00015517 | 0.0001434 | 0.00010119 | 0.00014536 | 0.00054027 | 0.00094524 | 0.001681 | 0.0017752 | 0.0019082 | 0.0018568 | 0.0015605
32.4019 | 0.2459 | 103 | 0.00080705 | 0.00074714 | 0.00067604 | 0.00060645 | 0.00067175 | 0.0012104 | 0.00095521 | 0.00022472 | 8.0715e-05 | 7.9846e-05 | 7.1472e-05 | 9.8681e-05 | 0.00014182 | 0.00015517 | 0.0001434 | 0.00010119 | 0.00014536 | 0.00054027 | 0.00094524 | 0.001681 | 0.0017752 | 0.0019082 | 0.0018568 | 0.0015605
32.4018 | 0.24605 | 104 | 0.00080705 | 0.00074714 | 0.00067604 | 0.00060645 | 0.00067175 | 0.0012104 | 0.00095521 | 0.00022472 | 8.0715e-05 | 7.9846e-05 | 7.1472e-05 | 9.8681e-05 | 0.00014182 | 0.00015517 | 0.0001434 | 0.00010119 | 0.00014536 | 0.00054027 | 0.00094524 | 0.001681 | 0.0017752 | 0.0019082 | 0.0018568 | 0.0015605
32.4017 | 0.24618 | 105 | 0.00080705 | 0.00074714 | 0.00067604 | 0.00060645 | 0.00067175 | 0.0012104 | 0.00095521 | 0.00022472 | 8.0715e-05 | 7.9846e-05 | 7.1472e-05 | 9.8681e-05 | 0.00014182 | 0.00015517 | 0.0001434 | 0.00010119 | 0.00014536 | 0.00054027 | 0.00094524 | 0.001681 | 0.0017752 | 0.0019082 | 0.0018568 | 0.0015605
32.4018 | 0.24626 | 106 | 0.00080705 | 0.00074714 | 0.00067604 | 0.00060645 | 0.00067175 | 0.0012104 | 0.00095521 | 0.00022472 | 8.0715e-05 | 7.9846e-05 | 7.1472e-05 | 9.8681e-05 | 0.00014182 | 0.00015517 | 0.0001434 | 0.00010119 | 0.00014536 | 0.00054027 | 0.00094524 | 0.001681 | 0.0017752 | 0.0019082 | 0.0018568 | 0.0015605
32.4018 | 0.2471 | 107 | 0.00080705 | 0.00074714 | 0.00067604 | 0.00060645 | 0.00067175 | 0.0012104 | 0.00095521 | 0.00022472 | 8.0715e-05 | 7.9846e-05 | 7.1472e-05 | 9.8681e-05 | 0.00014182 | 0.00015517 | 0.0001434 | 0.00010119 | 0.00014536 | 0.00054027 | 0.00094524 | 0.001681 | 0.0017752 | 0.0019082 | 0.0018568 | 0.0015605
32.4016 | 0.24705 | 108 | 0.00080705 | 0.00074714 | 0.00067604 | 0.00060645 | 0.00067175 | 0.0012104 | 0.00095521 | 0.00022472 | 8.0715e-05 | 7.9846e-05 | 7.1472e-05 | 9.8681e-05 | 0.00014182 | 0.00015517 | 0.0001434 | 0.00010119 | 0.00014536 | 0.00054027 | 0.00094524 | 0.001681 | 0.0017752 | 0.0019082 | 0.0018568 | 0.0015605
32.4016 | 0.24691 | 109 | 0.00080705 | 0.00074714 | 0.00067604 | 0.00060645 | 0.00067175 | 0.0012104 | 0.00095521 | 0.00022472 | 8.0715e-05 | 7.9846e-05 | 7.1472e-05 | 9.8681e-05 | 0.00014182 | 0.00015517 | 0.0001434 | 0.00010119 | 0.00014536 | 0.00054027 | 0.00094524 | 0.001681 | 0.0017752 | 0.0019082 | 0.0018568 | 0.0015605
32.4016 | 0.24681 | 110 | 0.00080705 | 0.00074714 | 0.00067604 | 0.00060645 | 0.00067175 | 0.0012104 | 0.00095521 | 0.00022472 | 8.0715e-05 | 7.9846e-05 | 7.1472e-05 | 9.8681e-05 | 0.00014182 | 0.00015517 | 0.0001434 | 0.00010119 | 0.00014536 | 0.00054027 | 0.00094524 | 0.001681 | 0.0017752 | 0.0019082 | 0.0018568 | 0.0015605
32.4015 | 0.24675 | 111 | 0.00080705 | 0.00074714 | 0.00067604 | 0.00060645 | 0.00067175 | 0.0012104 | 0.00095521 | 0.00022472 | 8.0715e-05 | 7.9846e-05 | 7.1472e-05 | 9.8681e-05 | 0.00014182 | 0.00015517 | 0.0001434 | 0.00010119 | 0.00014536 | 0.00054027 | 0.00094524 | 0.001681 | 0.0017752 | 0.0019082 | 0.0018568 | 0.0015605
32.4014 | 0.24675 | 112 | 0.00080705 | 0.00074714 | 0.00067604 | 0.00060645 | 0.00067175 | 0.0012104 | 0.00095521 | 0.00022472 | 8.0715e-05 | 7.9846e-05 | 7.1472e-05 | 9.8681e-05 | 0.00014182 | 0.00015517 | 0.0001434 | 0.00010119 | 0.00014536 | 0.00054027 | 0.00094524 | 0.001681 | 0.0017752 | 0.0019082 | 0.0018568 | 0.0015605
32.4014 | 0.2469 | 113 | 0.00080705 | 0.00074714 | 0.00067604 | 0.00060645 | 0.00067175 | 0.0012104 | 0.00095521 | 0.00022472 | 8.0715e-05 | 7.9846e-05 | 7.1472e-05 | 9.8681e-05 | 0.00014182 | 0.00015517 | 0.0001434 | 0.00010119 | 0.00014536 | 0.00054027 | 0.00094524 | 0.001681 | 0.0017752 | 0.0019082 | 0.0018568 | 0.0015605
32.4014 | 0.24702 | 114 | 0.00080705 | 0.00074714 | 0.00067604 | 0.00060645 | 0.00067175 | 0.0012104 | 0.00095521 | 0.00022472 | 8.0715e-05 | 7.9846e-05 | 7.1472e-05 | 9.8681e-05 | 0.00014182 | 0.00015517 | 0.0001434 | 0.00010119 | 0.00014536 | 0.00054027 | 0.00094524 | 0.001681 | 0.0017752 | 0.0019082 | 0.0018568 | 0.0015605
32.4015 | 0.24711 | 115 | 0.00080705 | 0.00074714 | 0.00067604 | 0.00060645 | 0.00067175 | 0.0012104 | 0.00095521 | 0.00022472 | 8.0715e-05 | 7.9846e-05 | 7.1472e-05 | 9.8681e-05 | 0.00014182 | 0.00015517 | 0.0001434 | 0.00010119 | 0.00014536 | 0.00054027 | 0.00094524 | 0.001681 | 0.0017752 | 0.0019082 | 0.0018568 | 0.0015605
32.4019 | 0.24769 | 116 | 0.00080705 | 0.00074714 | 0.00067604 | 0.00060645 | 0.00067175 | 0.0012104 | 0.00095521 | 0.00022472 | 8.0715e-05 | 7.9846e-05 | 7.1472e-05 | 9.8681e-05 | 0.00014182 | 0.00015517 | 0.0001434 | 0.00010119 | 0.00014536 | 0.00054027 | 0.00094524 | 0.001681 | 0.0017752 | 0.0019082 | 0.0018568 | 0.0015605
32.4017 | 0.24769 | 117 | 0.00080705 | 0.00074714 | 0.00067604 | 0.00060645 | 0.00067175 | 0.0012104 | 0.00095521 | 0.00022472 | 8.0715e-05 | 7.9846e-05 | 7.1472e-05 | 9.8681e-05 | 0.00014182 | 0.00015517 | 0.0001434 | 0.00010119 | 0.00014536 | 0.00054027 | 0.00094524 | 0.001681 | 0.0017752 | 0.0019082 | 0.0018568 | 0.0015605
32.4017 | 0.24756 | 118 | 0.00080705 | 0.00074714 | 0.00067604 | 0.00060645 | 0.00067175 | 0.0012104 | 0.00095521 | 0.00022472 | 8.0715e-05 | 7.9846e-05 | 7.1472e-05 | 9.8681e-05 | 0.00014182 | 0.00015517 | 0.0001434 | 0.00010119 | 0.00014536 | 0.00054027 | 0.00094524 | 0.001681 | 0.0017752 | 0.0019082 | 0.0018568 | 0.0015605
32.4017 | 0.24742 | 119 | 0.00080705 | 0.00074714 | 0.00067604 | 0.00060645 | 0.00067175 | 0.0012104 | 0.00095521 | 0.00022472 | 8.0715e-05 | 7.9846e-05 | 7.1472e-05 | 9.8681e-05 | 0.00014182 | 0.00015517 | 0.0001434 | 0.00010119 | 0.00014536 | 0.00054027 | 0.00094524 | 0.001681 | 0.0017752 | 0.0019082 | 0.0018568 | 0.0015605
32.4016 | 0.2474 | 120 | 0.00080705 | 0.00074714 | 0.00067604 | 0.00060645 | 0.00067175 | 0.0012104 | 0.00095521 | 0.00022472 | 8.0715e-05 | 7.9846e-05 | 7.1472e-05 | 9.8681e-05 | 0.00014182 | 0.00015517 | 0.0001434 | 0.00010119 | 0.00014536 | 0.00054027 | 0.00094524 | 0.001681 | 0.0017752 | 0.0019082 | 0.0018568 | 0.0015605
32.4014 | 0.24747 | 121 | 0.00080705 | 0.00074714 | 0.00067604 | 0.00060645 | 0.00067175 | 0.0012104 | 0.00095521 | 0.00022472 | 8.0715e-05 | 7.9846e-05 | 7.1472e-05 | 9.8681e-05 | 0.00014182 | 0.00015517 | 0.0001434 | 0.00010119 | 0.00014536 | 0.00054027 | 0.00094524 | 0.001681 | 0.0017752 | 0.0019082 | 0.0018568 | 0.0015605
32.4014 | 0.24758 | 122 | 0.00080705 | 0.00074714 | 0.00067604 | 0.00060645 | 0.00067175 | 0.0012104 | 0.00095521 | 0.00022472 | 8.0715e-05 | 7.9846e-05 | 7.1472e-05 | 9.8681e-05 | 0.00014182 | 0.00015517 | 0.0001434 | 0.00010119 | 0.00014536 | 0.00054027 | 0.00094524 | 0.001681 | 0.0017752 | 0.0019082 | 0.0018568 | 0.0015605
32.4014 | 0.2477 | 123 | 0.00080705 | 0.00074714 | 0.00067604 | 0.00060645 | 0.00067175 | 0.0012104 | 0.00095521 | 0.00022472 | 8.0715e-05 | 7.9846e-05 | 7.1472e-05 | 9.8681e-05 | 0.00014182 | 0.00015517 | 0.0001434 | 0.00010119 | 0.00014536 | 0.00054027 | 0.00094524 | 0.001681 | 0.0017752 | 0.0019082 | 0.0018568 | 0.0015605
32.4016 | 0.24777 | 124 | 0.00080705 | 0.00074714 | 0.00067604 | 0.00060645 | 0.00067175 | 0.0012104 | 0.00095521 | 0.00022472 | 8.0715e-05 | 7.9846e-05 | 7.1472e-05 | 9.8681e-05 | 0.00014182 | 0.00015517 | 0.0001434 | 0.00010119 | 0.00014536 | 0.00054027 | 0.00094524 | 0.001681 | 0.0017752 | 0.0019082 | 0.0018568 | 0.0015605
32.4033 | 0.24688 | 125 | 0.0050441 | 0.0046696 | 0.0042253 | 0.0037903 | 0.0041984 | 0.0036698 | 0.0043121 | 0.0041069 | 0.0013196 | 0.00073097 | 0.00065431 | 0.00063513 | 0.001384 | 0.00089048 | 0.00080603 | 0.00092634 | 0.0013307 | 0.0042936 | 0.010927 | 0.007764 | 0.0070381 | 0.0080574 | 0.0061006 | 0.0050715
32.4031 | 0.24605 | 126 | 0.0081296 | 0.010766 | 0.01139 | 0.01062 | 0.0089786 | 0.0062971 | 0.0050748 | 0.027925 | 0.015637 | 0.016056 | 0.015141 | 0.015298 | 0.015344 | 0.01506 | 0.015032 | 0.015181 | 0.014285 | 0.0091112 | 0.0049192 | 0.0031063 | 0.0028842 | 0.0036905 | 0.0045248 | 0.0064197
32.4041 | 0.24627 | 127 | 0.0060972 | 0.0080748 | 0.0085423 | 0.0079654 | 0.006734 | 0.0047228 | 0.0038061 | 0.0034907 | 0.011728 | 0.012042 | 0.013976 | 0.014122 | 0.014163 | 0.013901 | 0.013876 | 0.014013 | 0.012662 | 0.0068334 | 0.0036894 | 0.0023297 | 0.0021632 | 0.0027679 | 0.0033936 | 0.0048148
32.4041 | 0.2456 | 128 | 0.00080705 | 0.00074714 | 0.00067604 | 0.00060645 | 0.00067175 | 0.0012104 | 0.00095521 | 0.00022472 | 8.0715e-05 | 7.9846e-05 | 7.1472e-05 | 9.8681e-05 | 0.00014182 | 0.00015517 | 0.0001434 | 0.00010119 | 0.00014536 | 0.00054027 | 0.00094524 | 0.001681 | 0.0017752 | 0.0019082 | 0.0018568 | 0.0015605
32.4042 | 0.24573 | 129 | 0.00080705 | 0.00074714 | 0.00067604 | 0.00060645 | 0.00067175 | 0.0012104 | 0.00095521 | 0.00022472 | 8.0715e-05 | 7.9846e-05 | 7.1472e-05 | 9.8681e-05 | 0.00014182 | 0.00015517 | 0.0001434 | 0.00010119 | 0.00014536 | 0.00054027 | 0.00094524 | 0.001681 | 0.0017752 | 0.0019082 | 0.0018568 | 0.0015605
32.4043 | 0.24585 | 130 | 0.00080705 | 0.00074714 | 0.00067604 | 0.00060645 | 0.00067175 | 0.0012104 | 0.00095521 | 0.00022472 | 8.0715e-05 | 7.9846e-05 | 7.1472e-05 | 9.8681e-05 | 0.00014182 | 0.00015517 | 0.0001434 | 0.00010119 | 0.00014536 | 0.00054027 | 0.00094524 | 0.001681 | 0.0017752 | 0.0019082 | 0.0018568 | 0.0015605
32.4044 | 0.24597 | 131 | 0.00080705 | 0.00074714 | 0.00067604 | 0.00060645 | 0.00067175 | 0.0012104 | 0.00095521 | 0.00022472 | 8.0715e-05 | 7.9846e-05 | 7.1472e-05 | 9.8681e-05 | 0.00014182 | 0.00015517 | 0.0001434 | 0.00010119 | 0.00014536 | 0.00054027 | 0.00094524 | 0.001681 | 0.0017752 | 0.0019082 | 0.0018568 | 0.0015605
32.4045 | 0.24589 | 132 | 0.00080705 | 0.00074714 | 0.00067604 | 0.00060645 | 0.00067175 | 0.0012104 | 0.00095521 | 0.00022472 | 8.0715e-05 | 7.9846e-05 | 7.1472e-05 | 9.8681e-05 | 0.00014182 | 0.00015517 | 0.0001434 | 0.00010119 | 0.00014536 | 0.00054027 | 0.00094524 | 0.001681 | 0.0017752 | 0.0019082 | 0.0018568 | 0.0015605
32.4046 | 0.24577 | 133 | 0.00080705 | 0.00074714 | 0.00067604 | 0.00060645 | 0.00067175 | 0.0012104 | 0.00095521 | 0.00022472 | 8.0715e-05 | 7.9846e-05 | 7.1472e-05 | 9.8681e-05 | 0.00014182 | 0.00015517 | 0.0001434 | 0.00010119 | 0.00014536 | 0.00054027 | 0.00094524 | 0.001681 | 0.0017752 | 0.0019082 | 0.0018568 | 0.0015605
32.4046 | 0.24566 | 134 | 0.00080705 | 0.00074714 | 0.00067604 | 0.00060645 | 0.00067175 | 0.0012104 | 0.00095521 | 0.00022472 | 8.0715e-05 | 7.9846e-05 | 7.1472e-05 | 9.8681e-05 | 0.00014182 | 0.00015517 | 0.0001434 | 0.00010119 | 0.00014536 | 0.00054027 | 0.00094524 | 0.001681 | 0.0017752 | 0.0019082 | 0.0018568 | 0.0015605
32.4045 | 0.24554 | 135 | 0.00080705 | 0.00074714 | 0.00067604 | 0.00060645 | 0.00067175 | 0.0012104 | 0.00095521 | 0.00022472 | 8.0715e-05 | 7.9846e-05 | 7.1472e-05 | 9.8681e-05 | 0.00014182 | 0.00015517 | 0.0001434 | 0.00010119 | 0.00014536 | 0.00054027 | 0.00094524 | 0.001681 | 0.0017752 | 0.0019082 | 0.0018568 | 0.0015605
32.4043 | 0.24559 | 136 | 0.00080705 | 0.00074714 | 0.00067604 | 0.00060645 | 0.00067175 | 0.0012104 | 0.00095521 | 0.00022472 | 8.0715e-05 | 7.9846e-05 | 7.1472e-05 | 9.8681e-05 | 0.00014182 | 0.00015517 | 0.0001434 | 0.00010119 | 0.00014536 | 0.00054027 | 0.00094524 | 0.001681 | 0.0017752 | 0.0019082 | 0.0018568 | 0.0015605
32.4032 | 0.24469 | 137 | 0.00080705 | 0.00074714 | 0.00067604 | 0.00060645 | 0.00067175 | 0.0012104 | 0.00095521 | 0.00022472 | 8.0715e-05 | 7.9846e-05 | 7.1472e-05 | 9.8681e-05 | 0.00014182 | 0.00015517 | 0.0001434 | 0.00010119 | 0.00014536 | 0.00054027 | 0.00094524 | 0.001681 | 0.0017752 | 0.0019082 | 0.0018568 | 0.0015605
32.4035 | 0.24479 | 138 | 0.00080705 | 0.00074714 | 0.00067604 | 0.00060645 | 0.00067175 | 0.0012104 | 0.00095521 | 0.00022472 | 8.0715e-05 | 7.9846e-05 | 7.1472e-05 | 9.8681e-05 | 0.00014182 | 0.00015517 | 0.0001434 | 0.00010119 | 0.00014536 | 0.00054027 | 0.00094524 | 0.001681 | 0.0017752 | 0.0019082 | 0.0018568 | 0.0015605
32.4036 | 0.24488 | 139 | 0.00080705 | 0.00074714 | 0.00067604 | 0.00060645 | 0.00067175 | 0.0012104 | 0.00095521 | 0.00022472 | 8.0715e-05 | 7.9846e-05 | 7.1472e-05 | 9.8681e-05 | 0.00014182 | 0.00015517 | 0.0001434 | 0.00010119 | 0.00014536 | 0.00054027 | 0.00094524 | 0.001681 | 0.0017752 | 0.0019082 | 0.0018568 | 0.0015605
32.4038 | 0.24497 | 140 | 0.00080705 | 0.00074714 | 0.00067604 | 0.00060645 | 0.00067175 | 0.0012104 | 0.00095521 | 0.00022472 | 8.0715e-05 | 7.9846e-05 | 7.1472e-05 | 9.8681e-05 | 0.00014182 | 0.00015517 | 0.0001434 | 0.00010119 | 0.00014536 | 0.00054027 | 0.00094524 | 0.001681 | 0.0017752 | 0.0019082 | 0.0018568 | 0.0015605
32.4039 | 0.24485 | 141 | 0.00080705 | 0.00074714 | 0.00067604 | 0.00060645 | 0.00067175 | 0.0012104 | 0.00095521 | 0.00022472 | 8.0715e-05 | 7.9846e-05 | 7.1472e-05 | 9.8681e-05 | 0.00014182 | 0.00015517 | 0.0001434 | 0.00010119 | 0.00014536 | 0.00054027 | 0.00094524 | 0.001681 | 0.0017752 | 0.0019082 | 0.0018568 | 0.0015605
32.4039 | 0.24471 | 142 | 0.00080705 | 0.00074714 | 0.00067604 | 0.00060645 | 0.00067175 | 0.0012104 | 0.00095521 | 0.00022472 | 8.0715e-05 | 7.9846e-05 | 7.1472e-05 | 9.8681e-05 | 0.00014182 | 0.00015517 | 0.0001434 | 0.00010119 | 0.00014536 | 0.00054027 | 0.00094524 | 0.001681 | 0.0017752 | 0.0019082 | 0.0018568 | 0.0015605
32.4038 | 0.24463 | 143 | 0.00080705 | 0.00074714 | 0.00067604 | 0.00060645 | 0.00067175 | 0.0012104 | 0.00095521 | 0.00022472 | 8.0715e-05 | 7.9846e-05 | 7.1472e-05 | 9.8681e-05 | 0.00014182 | 0.00015517 | 0.0001434 | 0.00010119 | 0.00014536 | 0.00054027 | 0.00094524 | 0.001681 | 0.0017752 | 0.0019082 | 0.0018568 | 0.0015605
32.4036 | 0.2445 | 144 | 0.00080705 | 0.00074714 | 0.00067604 | 0.00060645 | 0.00067175 | 0.0012104 | 0.00095521 | 0.00022472 | 8.0715e-05 | 7.9846e-05 | 7.1472e-05 | 9.8681e-05 | 0.00014182 | 0.00015517 | 0.0001434 | 0.00010119 | 0.00014536 | 0.00054027 | 0.00094524 | 0.001681 | 0.0017752 | 0.0019082 | 0.0018568 | 0.0015605
32.4035 | 0.24463 | 145 | 0.00080705 | 0.00074714 | 0.00067604 | 0.00060645 | 0.00067175 | 0.0012104 | 0.00095521 | 0.00022472 | 8.0715e-05 | 7.9846e-05 | 7.1472e-05 | 9.8681e-05 | 0.00014182 | 0.00015517 | 0.0001434 | 0.00010119 | 0.00014536 | 0.00054027 | 0.00094524 | 0.001681 | 0.0017752 | 0.0019082 | 0.0018568 | 0.0015605
32.4046 | 0.24504 | 146 | 0.00080705 | 0.00074714 | 0.00067604 | 0.00060645 | 0.00067175 | 0.0012104 | 0.00095521 | 0.00022472 | 8.0715e-05 | 7.9846e-05 | 7.1472e-05 | 9.8681e-05 | 0.00014182 | 0.00015517 | 0.0001434 | 0.00010119 | 0.00014536 | 0.00054027 | 0.00094524 | 0.001681 | 0.0017752 | 0.0019082 | 0.0018568 | 0.0015605
32.4047 | 0.24512 | 147 | 0.00080705 | 0.00074714 | 0.00067604 | 0.00060645 | 0.00067175 | 0.0012104 | 0.00095521 | 0.00022472 | 8.0715e-05 | 7.9846e-05 | 7.1472e-05 | 9.8681e-05 | 0.00014182 | 0.00015517 | 0.0001434 | 0.00010119 | 0.00014536 | 0.00054027 | 0.00094524 | 0.001681 | 0.0017752 | 0.0019082 | 0.0018568 | 0.0015605
32.4048 | 0.24525 | 148 | 0.00080705 | 0.00074714 | 0.00067604 | 0.00060645 | 0.00067175 | 0.0012104 | 0.00095521 | 0.00022472 | 8.0715e-05 | 7.9846e-05 | 7.1472e-05 | 9.8681e-05 | 0.00014182 | 0.00015517 | 0.0001434 | 0.00010119 | 0.00014536 | 0.00054027 | 0.00094524 | 0.001681 | 0.0017752 | 0.0019082 | 0.0018568 | 0.0015605
32.4049 | 0.24534 | 149 | 0.00080705 | 0.00074714 | 0.00067604 | 0.00060645 | 0.00067175 | 0.0012104 | 0.00095521 | 0.00022472 | 8.0715e-05 | 7.9846e-05 | 7.1472e-05 | 9.8681e-05 | 0.00014182 | 0.00015517 | 0.0001434 | 0.00010119 | 0.00014536 | 0.00054027 | 0.00094524 | 0.001681 | 0.0017752 | 0.0019082 | 0.0018568 | 0.0015605
32.4051 | 0.24523 | 150 | 0.00080705 | 0.00074714 | 0.00067604 | 0.00060645 | 0.00067175 | 0.0012104 | 0.00095521 | 0.00022472 | 8.0715e-05 | 7.9846e-05 | 7.1472e-05 | 9.8681e-05 | 0.00014182 | 0.00015517 | 0.0001434 | 0.00010119 | 0.00014536 | 0.00054027 | 0.00094524 | 0.001681 | 0.0017752 | 0.0019082 | 0.0018568 | 0.0015605
32.4052 | 0.24509 | 151 | 0.00080705 | 0.00074714 | 0.00067604 | 0.00060645 | 0.00067175 | 0.0012104 | 0.00095521 | 0.00022472 | 8.0715e-05 | 7.9846e-05 | 7.1472e-05 | 9.8681e-05 | 0.00014182 | 0.00015517 | 0.0001434 | 0.00010119 | 0.00014536 | 0.00054027 | 0.00094524 | 0.001681 | 0.0017752 | 0.0019082 | 0.0018568 | 0.0015605
32.4051 | 0.24497 | 152 | 0.00080705 | 0.00074714 | 0.00067604 | 0.00060645 | 0.00067175 | 0.0012104 | 0.00095521 | 0.00022472 | 8.0715e-05 | 7.9846e-05 | 7.1472e-05 | 9.8681e-05 | 0.00014182 | 0.00015517 | 0.0001434 | 0.00010119 | 0.00014536 | 0.00054027 | 0.00094524 | 0.001681 | 0.0017752 | 0.0019082 | 0.0018568 | 0.0015605
32.405 | 0.24487 | 153 | 0.00080705 | 0.00074714 | 0.00067604 | 0.00060645 | 0.00067175 | 0.0012104 | 0.00095521 | 0.00022472 | 8.0715e-05 | 7.9846e-05 | 7.1472e-05 | 9.8681e-05 | 0.00014182 | 0.00015517 | 0.0001434 | 0.00010119 | 0.00014536 | 0.00054027 | 0.00094524 | 0.001681 | 0.0017752 | 0.0019082 | 0.0018568 | 0.0015605
32.4048 | 0.24499 | 154 | 0.00080705 | 0.00074714 | 0.00067604 | 0.00060645 | 0.00067175 | 0.0012104 | 0.00095521 | 0.00022472 | 8.0715e-05 | 7.9846e-05 | 7.1472e-05 | 9.8681e-05 | 0.00014182 | 0.00015517 | 0.0001434 | 0.00010119 | 0.00014536 | 0.00054027 | 0.00094524 | 0.001681 | 0.0017752 | 0.0019082 | 0.0018568 | 0.0015605
32.405 | 0.2457 | 155 | 0.013316 | 0.012328 | 0.011155 | 0.010006 | 0.011084 | 0.012278 | 0.011434 | 0.0078793 | 0.0027524 | 0.0018612 | 0.001666 | 0.0017637 | 0.0023589 | 0.0022691 | 0.0021263 | 0.0023586 | 0.0033881 | 0.0083638 | 0.015573 | 0.018007 | 0.018784 | 0.020511 | 0.018816 | 0.016385
32.405 | 0.24608 | 156 | 0.00080705 | 0.00074714 | 0.00067604 | 0.00060645 | 0.00067175 | 0.0012104 | 0.00095521 | 0.00022472 | 8.0715e-05 | 7.9846e-05 | 7.1472e-05 | 9.8681e-05 | 0.00014182 | 0.00015517 | 0.0001434 | 0.00010119 | 0.00014536 | 0.00054027 | 0.00094524 | 0.001681 | 0.0017752 | 0.0019082 | 0.0018568 | 0.0015605
32.4051 | 0.2462 | 157 | 0.00080705 | 0.00074714 | 0.00067604 | 0.00060645 | 0.00067175 | 0.0012104 | 0.00095521 | 0.00022472 | 8.0715e-05 | 7.9846e-05 | 7.1472e-05 | 9.8681e-05 | 0.00014182 | 0.00015517 | 0.0001434 | 0.00010119 | 0.00014536 | 0.00054027 | 0.00094524 | 0.001681 | 0.0017752 | 0.0019082 | 0.0018568 | 0.0015605
32.4052 | 0.24632 | 158 | 0.00080705 | 0.00074714 | 0.00067604 | 0.00060645 | 0.00067175 | 0.0012104 | 0.00095521 | 0.00022472 | 8.0715e-05 | 7.9846e-05 | 7.1472e-05 | 9.8681e-05 | 0.00014182 | 0.00015517 | 0.0001434 | 0.00010119 | 0.00014536 | 0.00054027 | 0.00094524 | 0.001681 | 0.0017752 | 0.0019082 | 0.0018568 | 0.0015605
32.4053 | 0.2464 | 159 | 0.00080705 | 0.00074714 | 0.00067604 | 0.00060645 | 0.00067175 | 0.0012104 | 0.00095521 | 0.00022472 | 8.0715e-05 | 7.9846e-05 | 7.1472e-05 | 9.8681e-05 | 0.00014182 | 0.00015517 | 0.0001434 | 0.00010119 | 0.00014536 | 0.00054027 | 0.00094524 | 0.001681 | 0.0017752 | 0.0019082 | 0.0018568 | 0.0015605
32.4055 | 0.24631 | 160 | 0.00080705 | 0.00074714 | 0.00067604 | 0.00060645 | 0.00067175 | 0.0012104 | 0.00095521 | 0.00022472 | 8.0715e-05 | 7.9846e-05 | 7.1472e-05 | 9.8681e-05 | 0.00014182 | 0.00015517 | 0.0001434 | 0.00010119 | 0.00014536 | 0.00054027 | 0.00094524 | 0.001681 | 0.0017752 | 0.0019082 | 0.0018568 | 0.0015605
32.4055 | 0.24622 | 161 | 0.00080705 | 0.00074714 | 0.00067604 | 0.00060645 | 0.00067175 | 0.0012104 | 0.00095521 | 0.00022472 | 8.0715e-05 | 7.9846e-05 | 7.1472e-05 | 9.8681e-05 | 0.00014182 | 0.00015517 | 0.0001434 | 0.00010119 | 0.00014536 | 0.00054027 | 0.00094524 | 0.001681 | 0.0017752 | 0.0019082 | 0.0018568 | 0.0015605
32.4054 | 0.24613 | 162 | 0.00080705 | 0.00074714 | 0.00067604 | 0.00060645 | 0.00067175 | 0.0012104 | 0.00095521 | 0.00022472 | 8.0715e-05 | 7.9846e-05 | 7.1472e-05 | 9.8681e-05 | 0.00014182 | 0.00015517 | 0.0001434 | 0.00010119 | 0.00014536 | 0.00054027 | 0.00094524 | 0.001681 | 0.0017752 | 0.0019082 | 0.0018568 | 0.0015605
32.4053 | 0.24601 | 163 | 0.00080705 | 0.00074714 | 0.00067604 | 0.00060645 | 0.00067175 | 0.0012104 | 0.00095521 | 0.00022472 | 8.0715e-05 | 7.9846e-05 | 7.1472e-05 | 9.8681e-05 | 0.00014182 | 0.00015517 | 0.0001434 | 0.00010119 | 0.00014536 | 0.00054027 | 0.00094524 | 0.001681 | 0.0017752 | 0.0019082 | 0.0018568 | 0.0015605
32.4052 | 0.24606 | 164 | 0.00080705 | 0.00074714 | 0.00067604 | 0.00060645 | 0.00067175 | 0.0012104 | 0.00095521 | 0.00022472 | 8.0715e-05 | 7.9846e-05 | 7.1472e-05 | 9.8681e-05 | 0.00014182 | 0.00015517 | 0.0001434 | 0.00010119 | 0.00014536 | 0.00054027 | 0.00094524 | 0.001681 | 0.0017752 | 0.0019082 | 0.0018568 | 0.0015605
32.4043 | 0.24667 | 165 | 0.00080705 | 0.00074714 | 0.00067604 | 0.00060645 | 0.00067175 | 0.0012104 | 0.00095521 | 0.00022472 | 8.0715e-05 | 7.9846e-05 | 7.1472e-05 | 9.8681e-05 | 0.00014182 | 0.00015517 | 0.0001434 | 0.00010119 | 0.00014536 | 0.00054027 | 0.00094524 | 0.001681 | 0.0017752 | 0.0019082 | 0.0018568 | 0.0015605
32.4045 | 0.24673 | 166 | 0.00080705 | 0.00074714 | 0.00067604 | 0.00060645 | 0.00067175 | 0.0012104 | 0.00095521 | 0.00022472 | 8.0715e-05 | 7.9846e-05 | 7.1472e-05 | 9.8681e-05 | 0.00014182 | 0.00015517 | 0.0001434 | 0.00010119 | 0.00014536 | 0.00054027 | 0.00094524 | 0.001681 | 0.0017752 | 0.0019082 | 0.0018568 | 0.0015605
32.4046 | 0.24681 | 167 | 0.00080705 | 0.00074714 | 0.00067604 | 0.00060645 | 0.00067175 | 0.0012104 | 0.00095521 | 0.00022472 | 8.0715e-05 | 7.9846e-05 | 7.1472e-05 | 9.8681e-05 | 0.00014182 | 0.00015517 | 0.0001434 | 0.00010119 | 0.00014536 | 0.00054027 | 0.00094524 | 0.001681 | 0.0017752 | 0.0019082 | 0.0018568 | 0.0015605
32.4048 | 0.24687 | 168 | 0.00080705 | 0.00074714 | 0.00067604 | 0.00060645 | 0.00067175 | 0.0012104 | 0.00095521 | 0.00022472 | 8.0715e-05 | 7.9846e-05 | 7.1472e-05 | 9.8681e-05 | 0.00014182 | 0.00015517 | 0.0001434 | 0.00010119 | 0.00014536 | 0.00054027 | 0.00094524 | 0.001681 | 0.0017752 | 0.0019082 | 0.0018568 | 0.0015605
32.4049 | 0.24679 | 169 | 0.00080705 | 0.00074714 | 0.00067604 | 0.00060645 | 0.00067175 | 0.0012104 | 0.00095521 | 0.00022472 | 8.0715e-05 | 7.9846e-05 | 7.1472e-05 | 9.8681e-05 | 0.00014182 | 0.00015517 | 0.0001434 | 0.00010119 | 0.00014536 | 0.00054027 | 0.00094524 | 0.001681 | 0.0017752 | 0.0019082 | 0.0018568 | 0.0015605
32.4049 | 0.24667 | 170 | 0.00080705 | 0.00074714 | 0.00067604 | 0.00060645 | 0.00067175 | 0.0012104 | 0.00095521 | 0.00022472 | 8.0715e-05 | 7.9846e-05 | 7.1472e-05 | 9.8681e-05 | 0.00014182 | 0.00015517 | 0.0001434 | 0.00010119 | 0.00014536 | 0.00054027 | 0.00094524 | 0.001681 | 0.0017752 | 0.0019082 | 0.0018568 | 0.0015605
32.4048 | 0.24657 | 171 | 0.00080705 | 0.00074714 | 0.00067604 | 0.00060645 | 0.00067175 | 0.0012104 | 0.00095521 | 0.00022472 | 8.0715e-05 | 7.9846e-05 | 7.1472e-05 | 9.8681e-05 | 0.00014182 | 0.00015517 | 0.0001434 | 0.00010119 | 0.00014536 | 0.00054027 | 0.00094524 | 0.001681 | 0.0017752 | 0.0019082 | 0.0018568 | 0.0015605
32.4047 | 0.24648 | 172 | 0.00080705 | 0.00074714 | 0.00067604 | 0.00060645 | 0.00067175 | 0.0012104 | 0.00095521 | 0.00022472 | 8.0715e-05 | 7.9846e-05 | 7.1472e-05 | 9.8681e-05 | 0.00014182 | 0.00015517 | 0.0001434 | 0.00010119 | 0.00014536 | 0.00054027 | 0.00094524 | 0.001681 | 0.0017752 | 0.0019082 | 0.0018568 | 0.0015605
32.4046 | 0.24659 | 173 | 0.00080705 | 0.00074714 | 0.00067604 | 0.00060645 | 0.00067175 | 0.0012104 | 0.00095521 | 0.00022472 | 8.0715e-05 | 7.9846e-05 | 7.1472e-05 | 9.8681e-05 | 0.00014182 | 0.00015517 | 0.0001434 | 0.00010119 | 0.00014536 | 0.00054027 | 0.00094524 | 0.001681 | 0.0017752 | 0.0019082 | 0.0018568 | 0.0015605
32.405 | 0.24706 | 174 | 0.00080705 | 0.00074714 | 0.00067604 | 0.00060645 | 0.00067175 | 0.0012104 | 0.00095521 | 0.00022472 | 8.0715e-05 | 7.9846e-05 | 7.1472e-05 | 9.8681e-05 | 0.00014182 | 0.00015517 | 0.0001434 | 0.00010119 | 0.00014536 | 0.00054027 | 0.00094524 | 0.001681 | 0.0017752 | 0.0019082 | 0.0018568 | 0.0015605
32.4051 | 0.24721 | 175 | 0.00080705 | 0.00074714 | 0.00067604 | 0.00060645 | 0.00067175 | 0.0012104 | 0.00095521 | 0.00022472 | 8.0715e-05 | 7.9846e-05 | 7.1472e-05 | 9.8681e-05 | 0.00014182 | 0.00015517 | 0.0001434 | 0.00010119 | 0.00014536 | 0.00054027 | 0.00094524 | 0.001681 | 0.0017752 | 0.0019082 | 0.0018568 | 0.0015605
32.4053 | 0.24728 | 176 | 0.00080705 | 0.00074714 | 0.00067604 | 0.00060645 | 0.00067175 | 0.0012104 | 0.00095521 | 0.00022472 | 8.0715e-05 | 7.9846e-05 | 7.1472e-05 | 9.8681e-05 | 0.00014182 | 0.00015517 | 0.0001434 | 0.00010119 | 0.00014536 | 0.00054027 | 0.00094524 | 0.001681 | 0.0017752 | 0.0019082 | 0.0018568 | 0.0015605
32.4054 | 0.24738 | 177 | 0.00080705 | 0.00074714 | 0.00067604 | 0.00060645 | 0.00067175 | 0.0012104 | 0.00095521 | 0.00022472 | 8.0715e-05 | 7.9846e-05 | 7.1472e-05 | 9.8681e-05 | 0.00014182 | 0.00015517 | 0.0001434 | 0.00010119 | 0.00014536 | 0.00054027 | 0.00094524 | 0.001681 | 0.0017752 | 0.0019082 | 0.0018568 | 0.0015605
32.4055 | 0.24719 | 178 | 0.00080705 | 0.00074714 | 0.00067604 | 0.00060645 | 0.00067175 | 0.0012104 | 0.00095521 | 0.00022472 | 8.0715e-05 | 7.9846e-05 | 7.1472e-05 | 9.8681e-05 | 0.00014182 | 0.00015517 | 0.0001434 | 0.00010119 | 0.00014536 | 0.00054027 | 0.00094524 | 0.001681 | 0.0017752 | 0.0019082 | 0.0018568 | 0.0015605
32.4056 | 0.24706 | 179 | 0.00080705 | 0.00074714 | 0.00067604 | 0.00060645 | 0.00067175 | 0.0012104 | 0.00095521 | 0.00022472 | 8.0715e-05 | 7.9846e-05 | 7.1472e-05 | 9.8681e-05 | 0.00014182 | 0.00015517 | 0.0001434 | 0.00010119 | 0.00014536 | 0.00054027 | 0.00094524 | 0.001681 | 0.0017752 | 0.0019082 | 0.0018568 | 0.0015605
32.4055 | 0.24698 | 180 | 0.00080705 | 0.00074714 | 0.00067604 | 0.00060645 | 0.00067175 | 0.0012104 | 0.00095521 | 0.00022472 | 8.0715e-05 | 7.9846e-05 | 7.1472e-05 | 9.8681e-05 | 0.00014182 | 0.00015517 | 0.0001434 | 0.00010119 | 0.00014536 | 0.00054027 | 0.00094524 | 0.001681 | 0.0017752 | 0.0019082 | 0.0018568 | 0.0015605
32.4054 | 0.2469 | 181 | 0.00080705 | 0.00074714 | 0.00067604 | 0.00060645 | 0.00067175 | 0.0012104 | 0.00095521 | 0.00022472 | 8.0715e-05 | 7.9846e-05 | 7.1472e-05 | 9.8681e-05 | 0.00014182 | 0.00015517 | 0.0001434 | 0.00010119 | 0.00014536 | 0.00054027 | 0.00094524 | 0.001681 | 0.0017752 | 0.0019082 | 0.0018568 | 0.0015605
32.4052 | 0.24697 | 182 | 0.00080705 | 0.00074714 | 0.00067604 | 0.00060645 | 0.00067175 | 0.0012104 | 0.00095521 | 0.00022472 | 8.0715e-05 | 7.9846e-05 | 7.1472e-05 | 9.8681e-05 | 0.00014182 | 0.00015517 | 0.0001434 | 0.00010119 | 0.00014536 | 0.00054027 | 0.00094524 | 0.001681 | 0.0017752 | 0.0019082 | 0.0018568 | 0.0015605
32.4057 | 0.24768 | 183 | 0.00080705 | 0.00074714 | 0.00067604 | 0.00060645 | 0.00067175 | 0.0012104 | 0.00095521 | 0.00022472 | 8.0715e-05 | 7.9846e-05 | 7.1472e-05 | 9.8681e-05 | 0.00014182 | 0.00015517 | 0.0001434 | 0.00010119 | 0.00014536 | 0.00054027 | 0.00094524 | 0.001681 | 0.0017752 | 0.0019082 | 0.0018568 | 0.0015605
32.4059 | 0.2478 | 184 | 0.00080705 | 0.00074714 | 0.00067604 | 0.00060645 | 0.00067175 | 0.0012104 | 0.00095521 | 0.00022472 | 8.0715e-05 | 7.9846e-05 | 7.1472e-05 | 9.8681e-05 | 0.00014182 | 0.00015517 | 0.0001434 | 0.00010119 | 0.00014536 | 0.00054027 | 0.00094524 | 0.001681 | 0.0017752 | 0.0019082 | 0.0018568 | 0.0015605
32.406 | 0.2479 | 185 | 0.00080705 | 0.00074714 | 0.00067604 | 0.00060645 | 0.00067175 | 0.0012104 | 0.00095521 | 0.00022472 | 8.0715e-05 | 7.9846e-05 | 7.1472e-05 | 9.8681e-05 | 0.00014182 | 0.00015517 | 0.0001434 | 0.00010119 | 0.00014536 | 0.00054027 | 0.00094524 | 0.001681 | 0.0017752 | 0.0019082 | 0.0018568 | 0.0015605
32.4061 | 0.24795 | 186 | 0.00080705 | 0.00074714 | 0.00067604 | 0.00060645 | 0.00067175 | 0.0012104 | 0.00095521 | 0.00022472 | 8.0715e-05 | 7.9846e-05 | 7.1472e-05 | 9.8681e-05 | 0.00014182 | 0.00015517 | 0.0001434 | 0.00010119 | 0.00014536 | 0.00054027 | 0.00094524 | 0.001681 | 0.0017752 | 0.0019082 | 0.0018568 | 0.0015605
32.4063 | 0.24782 | 187 | 0.00080705 | 0.00074714 | 0.00067604 | 0.00060645 | 0.00067175 | 0.0012104 | 0.00095521 | 0.00022472 | 8.0715e-05 | 7.9846e-05 | 7.1472e-05 | 9.8681e-05 | 0.00014182 | 0.00015517 | 0.0001434 | 0.00010119 | 0.00014536 | 0.00054027 | 0.00094524 | 0.001681 | 0.0017752 | 0.0019082 | 0.0018568 | 0.0015605
32.4063 | 0.24767 | 188 | 0.00080705 | 0.00074714 | 0.00067604 | 0.00060645 | 0.00067175 | 0.0012104 | 0.00095521 | 0.00022472 | 8.0715e-05 | 7.9846e-05 | 7.1472e-05 | 9.8681e-05 | 0.00014182 | 0.00015517 | 0.0001434 | 0.00010119 | 0.00014536 | 0.00054027 | 0.00094524 | 0.001681 | 0.0017752 | 0.0019082 | 0.0018568 | 0.0015605
32.4062 | 0.2476 | 189 | 0.00080705 | 0.00074714 | 0.00067604 | 0.00060645 | 0.00067175 | 0.0012104 | 0.00095521 | 0.00022472 | 8.0715e-05 | 7.9846e-05 | 7.1472e-05 | 9.8681e-05 | 0.00014182 | 0.00015517 | 0.0001434 | 0.00010119 | 0.00014536 | 0.00054027 | 0.00094524 | 0.001681 | 0.0017752 | 0.0019082 | 0.0018568 | 0.0015605
32.4061 | 0.24751 | 190 | 0.00080705 | 0.00074714 | 0.00067604 | 0.00060645 | 0.00067175 | 0.0012104 | 0.00095521 | 0.00022472 | 8.0715e-05 | 7.9846e-05 | 7.1472e-05 | 9.8681e-05 | 0.00014182 | 0.00015517 | 0.0001434 | 0.00010119 | 0.00014536 | 0.00054027 | 0.00094524 | 0.001681 | 0.0017752 | 0.0019082 | 0.0018568 | 0.0015605
32.406 | 0.24764 | 191 | 0.00080705 | 0.00074714 | 0.00067604 | 0.00060645 | 0.00067175 | 0.0012104 | 0.00095521 | 0.00022472 | 8.0715e-05 | 7.9846e-05 | 7.1472e-05 | 9.8681e-05 | 0.00014182 | 0.00015517 | 0.0001434 | 0.00010119 | 0.00014536 | 0.00054027 | 0.00094524 | 0.001681 | 0.0017752 | 0.0019082 | 0.0018568 | 0.0015605
32.4065 | 0.24793 | 192 | 0.00080705 | 0.00074714 | 0.00067604 | 0.00060645 | 0.00067175 | 0.0012104 | 0.00095521 | 0.00022472 | 8.0715e-05 | 7.9846e-05 | 7.1472e-05 | 9.8681e-05 | 0.00014182 | 0.00015517 | 0.0001434 | 0.00010119 | 0.00014536 | 0.00054027 | 0.00094524 | 0.001681 | 0.0017752 | 0.0019082 | 0.0018568 | 0.0015605
32.4068 | 0.24801 | 193 | 0.00080705 | 0.00074714 | 0.00067604 | 0.00060645 | 0.00067175 | 0.0012104 | 0.00095521 | 0.00022472 | 8.0715e-05 | 7.9846e-05 | 7.1472e-05 | 9.8681e-05 | 0.00014182 | 0.00015517 | 0.0001434 | 0.00010119 | 0.00014536 | 0.00054027 | 0.00094524 | 0.001681 | 0.0017752 | 0.0019082 | 0.0018568 | 0.0015605
32.407 | 0.24808 | 194 | 0.00080705 | 0.00074714 | 0.00067604 | 0.00060645 | 0.00067175 | 0.0012104 | 0.00095521 | 0.00022472 | 8.0715e-05 | 7.9846e-05 | 7.1472e-05 | 9.8681e-05 | 0.00014182 | 0.00015517 | 0.0001434 | 0.00010119 | 0.00014536 | 0.00054027 | 0.00094524 | 0.001681 | 0.0017752 | 0.0019082 | 0.0018568 | 0.0015605
32.4071 | 0.24814 | 195 | 0.00080705 | 0.00074714 | 0.00067604 | 0.00060645 | 0.00067175 | 0.0012104 | 0.00095521 | 0.00022472 | 8.0715e-05 | 7.9846e-05 | 7.1472e-05 | 9.8681e-05 | 0.00014182 | 0.00015517 | 0.0001434 | 0.00010119 | 0.00014536 | 0.00054027 | 0.00094524 | 0.001681 | 0.0017752 | 0.0019082 | 0.0018568 | 0.0015605
32.4072 | 0.24804 | 196 | 0.00080705 | 0.00074714 | 0.00067604 | 0.00060645 | 0.00067175 | 0.0012104 | 0.00095521 | 0.00022472 | 8.0715e-05 | 7.9846e-05 | 7.1472e-05 | 9.8681e-05 | 0.00014182 | 0.00015517 | 0.0001434 | 0.00010119 | 0.00014536 | 0.00054027 | 0.00094524 | 0.001681 | 0.0017752 | 0.0019082 | 0.0018568 | 0.0015605
32.4072 | 0.24793 | 197 | 0.00080705 | 0.00074714 | 0.00067604 | 0.00060645 | 0.00067175 | 0.0012104 | 0.00095521 | 0.00022472 | 8.0715e-05 | 7.9846e-05 | 7.1472e-05 | 9.8681e-05 | 0.00014182 | 0.00015517 | 0.0001434 | 0.00010119 | 0.00014536 | 0.00054027 | 0.00094524 | 0.001681 | 0.0017752 | 0.0019082 | 0.0018568 | 0.0015605
32.4071 | 0.24787 | 198 | 0.00080705 | 0.00074714 | 0.00067604 | 0.00060645 | 0.00067175 | 0.0012104 | 0.00095521 | 0.00022472 | 8.0715e-05 | 7.9846e-05 | 7.1472e-05 | 9.8681e-05 | 0.00014182 | 0.00015517 | 0.0001434 | 0.00010119 | 0.00014536 | 0.00054027 | 0.00094524 | 0.001681 | 0.0017752 | 0.0019082 | 0.0018568 | 0.0015605
32.4069 | 0.2478 | 199 | 0.00080705 | 0.00074714 | 0.00067604 | 0.00060645 | 0.00067175 | 0.0012104 | 0.00095521 | 0.00022472 | 8.0715e-05 | 7.9846e-05 | 7.1472e-05 | 9.8681e-05 | 0.00014182 | 0.00015517 | 0.0001434 | 0.00010119 | 0.00014536 | 0.00054027 | 0.00094524 | 0.001681 | 0.0017752 | 0.0019082 | 0.0018568 | 0.0015605
32.4068 | 0.24787 | 200 | 0.00080705 | 0.00074714 | 0.00067604 | 0.00060645 | 0.00067175 | 0.0012104 | 0.00095521 | 0.00022472 | 8.0715e-05 | 7.9846e-05 | 7.1472e-05 | 9.8681e-05 | 0.00014182 | 0.00015517 | 0.0001434 | 0.00010119 | 0.00014536 | 0.00054027 | 0.00094524 | 0.001681 | 0.0017752 | 0.0019082 | 0.0018568 | 0.0015605
32.4079 | 0.24804 | 201 | 0.013316 | 0.012328 | 0.011155 | 0.010006 | 0.011084 | 0.012278 | 0.011434 | 0.0078793 | 0.0027524 | 0.0018612 | 0.001666 | 0.0017637 | 0.0023589 | 0.0022691 | 0.0021263 | 0.0023586 | 0.0033881 | 0.0083638 | 0.015573 | 0.018007 | 0.018784 | 0.020511 | 0.018816 | 0.016385
32.4081 | 0.24795 | 202 | 0.040648 | 0.053832 | 0.056948 | 0.053102 | 0.044893 | 0.031486 | 0.076122 | 0.13963 | 0.078187 | 0.080281 | 0.075703 | 0.076492 | 0.076718 | 0.075299 | 0.07516 | 0.075906 | 0.071426 | 0.045556 | 0.024596 | 0.015532 | 0.014421 | 0.018453 | 0.022624 | 0.032099
32.4082 | 0.2481 | 203 | 0.040648 | 0.053832 | 0.056948 | 0.053102 | 0.044893 | 0.031486 | 0.076122 | 0.13963 | 0.078187 | 0.080281 | 0.075703 | 0.076492 | 0.076718 | 0.075299 | 0.07516 | 0.075906 | 0.071426 | 0.045556 | 0.024596 | 0.015532 | 0.014421 | 0.018453 | 0.022624 | 0.032099
32.408 | 0.24827 | 204 | 0.0050441 | 0.0046696 | 0.0042253 | 0.0037903 | 0.0041984 | 0.0036698 | 0.0043121 | 0.0041069 | 0.0013196 | 0.00073097 | 0.00065431 | 0.00063513 | 0.001384 | 0.00089048 | 0.00080603 | 0.00092634 | 0.0013307 | 0.0042936 | 0.010927 | 0.007764 | 0.0070381 | 0.0080574 | 0.0061006 | 0.0050715
32.4032 | 0.24738 | 205 | 0.0040353 | 0.0037357 | 0.0033802 | 0.0030322 | 0.0033587 | 0.0060519 | 0.004776 | 0.0011236 | 0.00040357 | 0.00039923 | 0.00035736 | 0.00049341 | 0.00070909 | 0.00077586 | 0.00071702 | 0.00050594 | 0.00072678 | 0.0027014 | 0.0047262 | 0.0084051 | 0.0088759 | 0.0095409 | 0.0092838 | 0.0078024
32.4037 | 0.24754 | 206 | 0.0040353 | 0.0037357 | 0.0033802 | 0.0030322 | 0.0033587 | 0.0060519 | 0.004776 | 0.0011236 | 0.00040357 | 0.00039923 | 0.00035736 | 0.00049341 | 0.00070909 | 0.00077586 | 0.00071702 | 0.00050594 | 0.00072678 | 0.0027014 | 0.0047262 | 0.0084051 | 0.0088759 | 0.0095409 | 0.0092838 | 0.0078024
32.4039 | 0.24749 | 207 | 0.0040353 | 0.0037357 | 0.0033802 | 0.0030322 | 0.0033587 | 0.0060519 | 0.004776 | 0.0011236 | 0.00040357 | 0.00039923 | 0.00035736 | 0.00049341 | 0.00070909 | 0.00077586 | 0.00071702 | 0.00050594 | 0.00072678 | 0.0027014 | 0.0047262 | 0.0084051 | 0.0088759 | 0.0095409 | 0.0092838 | 0.0078024
32.4041 | 0.24769 | 208 | 0.0040353 | 0.0037357 | 0.0033802 | 0.0030322 | 0.0033587 | 0.0060519 | 0.004776 | 0.0011236 | 0.00040357 | 0.00039923 | 0.00035736 | 0.00049341 | 0.00070909 | 0.00077586 | 0.00071702 | 0.00050594 | 0.00072678 | 0.0027014 | 0.0047262 | 0.0084051 | 0.0088759 | 0.0095409 | 0.0092838 | 0.0078024
32.4042 | 0.2479 | 209 | 0.0040353 | 0.0037357 | 0.0033802 | 0.0030322 | 0.0033587 | 0.0060519 | 0.004776 | 0.0011236 | 0.00040357 | 0.00039923 | 0.00035736 | 0.00049341 | 0.00070909 | 0.00077586 | 0.00071702 | 0.00050594 | 0.00072678 | 0.0027014 | 0.0047262 | 0.0084051 | 0.0088759 | 0.0095409 | 0.0092838 | 0.0078024
32.4041 | 0.24843 | 210 | 0.00036953 | 0.00048938 | 0.00051771 | 0.00048275 | 0.00040812 | 0.00028623 | 0.00069202 | 0.0012693 | 0.00071079 | 0.00072983 | 0.00068821 | 0.00069538 | 0.00069744 | 0.00068454 | 0.00068327 | 0.00069006 | 0.00064933 | 0.00041414 | 0.0002236 | 0.0001412 | 0.0001311 | 0.00016775 | 0.00020567 | 0.00029181
32.4043 | 0.24855 | 211 | 0.00036953 | 0.00048938 | 0.00051771 | 0.00048275 | 0.00040812 | 0.00028623 | 0.00069202 | 0.0012693 | 0.00071079 | 0.00072983 | 0.00068821 | 0.00069538 | 0.00069744 | 0.00068454 | 0.00068327 | 0.00069006 | 0.00064933 | 0.00041414 | 0.0002236 | 0.0001412 | 0.0001311 | 0.00016775 | 0.00020567 | 0.00029181
32.4037 | 0.24873 | 212 | 0.00036953 | 0.00048938 | 0.00051771 | 0.00048275 | 0.00040812 | 0.00028623 | 0.00069202 | 0.0012693 | 0.00071079 | 0.00072983 | 0.00068821 | 0.00069538 | 0.00069744 | 0.00068454 | 0.00068327 | 0.00069006 | 0.00064933 | 0.00041414 | 0.0002236 | 0.0001412 | 0.0001311 | 0.00016775 | 0.00020567 | 0.00029181
32.404 | 0.24883 | 213 | 0.00036953 | 0.00048938 | 0.00051771 | 0.00048275 | 0.00040812 | 0.00028623 | 0.00069202 | 0.0012693 | 0.00071079 | 0.00072983 | 0.00068821 | 0.00069538 | 0.00069744 | 0.00068454 | 0.00068327 | 0.00069006 | 0.00064933 | 0.00041414 | 0.0002236 | 0.0001412 | 0.0001311 | 0.00016775 | 0.00020567 | 0.00029181
32.4042 | 0.24901 | 214 | 0.00036953 | 0.00048938 | 0.00051771 | 0.00048275 | 0.00040812 | 0.00028623 | 0.00069202 | 0.0012693 | 0.00071079 | 0.00072983 | 0.00068821 | 0.00069538 | 0.00069744 | 0.00068454 | 0.00068327 | 0.00069006 | 0.00064933 | 0.00041414 | 0.0002236 | 0.0001412 | 0.0001311 | 0.00016775 | 0.00020567 | 0.00029181
32.4034 | 0.24862 | 215 | 0.00036953 | 0.00048938 | 0.00051771 | 0.00048275 | 0.00040812 | 0.00028623 | 0.00069202 | 0.0012693 | 0.00071079 | 0.00072983 | 0.00068821 | 0.00069538 | 0.00069744 | 0.00068454 | 0.00068327 | 0.00069006 | 0.00064933 | 0.00041414 | 0.0002236 | 0.0001412 | 0.0001311 | 0.00016775 | 0.00020567 | 0.00029181
32.4036 | 0.24888 | 216 | 0.00036953 | 0.00048938 | 0.00051771 | 0.00048275 | 0.00040812 | 0.00028623 | 0.00069202 | 0.0012693 | 0.00071079 | 0.00072983 | 0.00068821 | 0.00069538 | 0.00069744 | 0.00068454 | 0.00068327 | 0.00069006 | 0.00064933 | 0.00041414 | 0.0002236 | 0.0001412 | 0.0001311 | 0.00016775 | 0.00020567 | 0.00029181
32.4035 | 0.24922 | 217 | 0.00036953 | 0.00048938 | 0.00051771 | 0.00048275 | 0.00040812 | 0.00028623 | 0.00069202 | 0.0012693 | 0.00071079 | 0.00072983 | 0.00068821 | 0.00069538 | 0.00069744 | 0.00068454 | 0.00068327 | 0.00069006 | 0.00064933 | 0.00041414 | 0.0002236 | 0.0001412 | 0.0001311 | 0.00016775 | 0.00020567 | 0.00029181
32.4038 | 0.24904 | 218 | 0.00036953 | 0.00048938 | 0.00051771 | 0.00048275 | 0.00040812 | 0.00028623 | 0.00069202 | 0.0012693 | 0.00071079 | 0.00072983 | 0.00068821 | 0.00069538 | 0.00069744 | 0.00068454 | 0.00068327 | 0.00069006 | 0.00064933 | 0.00041414 | 0.0002236 | 0.0001412 | 0.0001311 | 0.00016775 | 0.00020567 | 0.00029181
32.4039 | 0.24943 | 219 | 0.00036953 | 0.00048938 | 0.00051771 | 0.00048275 | 0.00040812 | 0.00028623 | 0.00069202 | 0.0012693 | 0.00071079 | 0.00072983 | 0.00068821 | 0.00069538 | 0.00069744 | 0.00068454 | 0.00068327 | 0.00069006 | 0.00064933 | 0.00041414 | 0.0002236 | 0.0001412 | 0.0001311 | 0.00016775 | 0.00020567 | 0.00029181
32.4041 | 0.24916 | 220 | 0.00036953 | 0.00048938 | 0.00051771 | 0.00048275 | 0.00040812 | 0.00028623 | 0.00069202 | 0.0012693 | 0.00071079 | 0.00072983 | 0.00068821 | 0.00069538 | 0.00069744 | 0.00068454 | 0.00068327 | 0.00069006 | 0.00064933 | 0.00041414 | 0.0002236 | 0.0001412 | 0.0001311 | 0.00016775 | 0.00020567 | 0.00029181
32.405 | 0.24895 | 221 | 0.018292 | 0.024224 | 0.025627 | 0.023896 | 0.020202 | 0.014168 | 0.011418 | 0.010472 | 0.035184 | 0.036126 | 0.041928 | 0.042365 | 0.04249 | 0.041704 | 0.041627 | 0.04204 | 0.037986 | 0.0205 | 0.011068 | 0.0069892 | 0.0064895 | 0.0083037 | 0.010181 | 0.014444
32.405 | 0.24938 | 222 | 0.060972 | 0.080748 | 0.085423 | 0.079654 | 0.06734 | 0.047228 | 0.038061 | 0.034907 | 0.11728 | 0.12042 | 0.13976 | 0.14122 | 0.14163 | 0.13901 | 0.13876 | 0.14013 | 0.12662 | 0.068334 | 0.036894 | 0.023297 | 0.021632 | 0.027679 | 0.033936 | 0.048148
32.4059 | 0.24901 | 223 | 0.0022194 | 0.0020546 | 0.0018591 | 0.0016677 | 0.0018473 | 0.0020463 | 0.0019057 | 0.0013132 | 0.00045874 | 0.00031019 | 0.00027766 | 0.00029394 | 0.00039315 | 0.00037818 | 0.00035439 | 0.0003931 | 0.00056469 | 0.001394 | 0.0025955 | 0.0030011 | 0.0031307 | 0.0034185 | 0.003136 | 0.0027308
32.4054 | 0.24971 | 224 | 0.00067747 | 0.0008972 | 0.00094914 | 0.00088504 | 0.00074822 | 0.00052476 | 0.0012687 | 0.0023271 | 0.0013031 | 0.001338 | 0.0012617 | 0.0012749 | 0.0012786 | 0.001255 | 0.0012527 | 0.0012651 | 0.0011904 | 0.00075926 | 0.00040993 | 0.00025886 | 0.00024035 | 0.00030754 | 0.00037707 | 0.00053498
32.4057 | 0.2497 | 225 | 0.00067747 | 0.0008972 | 0.00094914 | 0.00088504 | 0.00074822 | 0.00052476 | 0.0012687 | 0.0023271 | 0.0013031 | 0.001338 | 0.0012617 | 0.0012749 | 0.0012786 | 0.001255 | 0.0012527 | 0.0012651 | 0.0011904 | 0.00075926 | 0.00040993 | 0.00025886 | 0.00024035 | 0.00030754 | 0.00037707 | 0.00053498
32.406 | 0.24978 | 226 | 0.00067747 | 0.0008972 | 0.00094914 | 0.00088504 | 0.00074822 | 0.00052476 | 0.0012687 | 0.0023271 | 0.0013031 | 0.001338 | 0.0012617 | 0.0012749 | 0.0012786 | 0.001255 | 0.0012527 | 0.0012651 | 0.0011904 | 0.00075926 | 0.00040993 | 0.00025886 | 0.00024035 | 0.00030754 | 0.00037707 | 0.00053498
32.4054 | 0.24994 | 227 | 0.00067747 | 0.0008972 | 0.00094914 | 0.00088504 | 0.00074822 | 0.00052476 | 0.0012687 | 0.0023271 | 0.0013031 | 0.001338 | 0.0012617 | 0.0012749 | 0.0012786 | 0.001255 | 0.0012527 | 0.0012651 | 0.0011904 | 0.00075926 | 0.00040993 | 0.00025886 | 0.00024035 | 0.00030754 | 0.00037707 | 0.00053498
32.4057 | 0.25 | 228 | 0.00067747 | 0.0008972 | 0.00094914 | 0.00088504 | 0.00074822 | 0.00052476 | 0.0012687 | 0.0023271 | 0.0013031 | 0.001338 | 0.0012617 | 0.0012749 | 0.0012786 | 0.001255 | 0.0012527 | 0.0012651 | 0.0011904 | 0.00075926 | 0.00040993 | 0.00025886 | 0.00024035 | 0.00030754 | 0.00037707 | 0.00053498
32.406 | 0.25003 | 229 | 0.00067747 | 0.0008972 | 0.00094914 | 0.00088504 | 0.00074822 | 0.00052476 | 0.0012687 | 0.0023271 | 0.0013031 | 0.001338 | 0.0012617 | 0.0012749 | 0.0012786 | 0.001255 | 0.0012527 | 0.0012651 | 0.0011904 | 0.00075926 | 0.00040993 | 0.00025886 | 0.00024035 | 0.00030754 | 0.00037707 | 0.00053498
32.4063 | 0.24962 | 230 | 0.00080705 | 0.00074714 | 0.00067604 | 0.00060645 | 0.00067175 | 0.0012104 | 0.00095521 | 0.00022472 | 8.0715e-05 | 7.9846e-05 | 7.1472e-05 | 9.8681e-05 | 0.00014182 | 0.00015517 | 0.0001434 | 0.00010119 | 0.00014536 | 0.00054027 | 0.00094524 | 0.001681 | 0.0017752 | 0.0019082 | 0.0018568 | 0.0015605
32.4069 | 0.24978 | 231 | 0.018292 | 0.024224 | 0.025627 | 0.023896 | 0.020202 | 0.014168 | 0.011418 | 0.010472 | 0.035184 | 0.036126 | 0.041928 | 0.042365 | 0.04249 | 0.041704 | 0.041627 | 0.04204 | 0.037986 | 0.0205 | 0.011068 | 0.0069892 | 0.0064895 | 0.0083037 | 0.010181 | 0.014444
32.4071 | 0.24936 | 232 | 0.013316 | 0.012328 | 0.011155 | 0.010006 | 0.011084 | 0.012278 | 0.011434 | 0.0078793 | 0.0027524 | 0.0018612 | 0.001666 | 0.0017637 | 0.0023589 | 0.0022691 | 0.0021263 | 0.0023586 | 0.0033881 | 0.0083638 | 0.015573 | 0.018007 | 0.018784 | 0.020511 | 0.018816 | 0.016385
32.4073 | 0.24946 | 233 | 0.013316 | 0.012328 | 0.011155 | 0.010006 | 0.011084 | 0.012278 | 0.011434 | 0.0078793 | 0.0027524 | 0.0018612 | 0.001666 | 0.0017637 | 0.0023589 | 0.0022691 | 0.0021263 | 0.0023586 | 0.0033881 | 0.0083638 | 0.015573 | 0.018007 | 0.018784 | 0.020511 | 0.018816 | 0.016385
32.4074 | 0.2497 | 234 | 0.013316 | 0.012328 | 0.011155 | 0.010006 | 0.011084 | 0.012278 | 0.011434 | 0.0078793 | 0.0027524 | 0.0018612 | 0.001666 | 0.0017637 | 0.0023589 | 0.0022691 | 0.0021263 | 0.0023586 | 0.0033881 | 0.0083638 | 0.015573 | 0.018007 | 0.018784 | 0.020511 | 0.018816 | 0.016385
32.4076 | 0.24981 | 235 | 0.013316 | 0.012328 | 0.011155 | 0.010006 | 0.011084 | 0.012278 | 0.011434 | 0.0078793 | 0.0027524 | 0.0018612 | 0.001666 | 0.0017637 | 0.0023589 | 0.0022691 | 0.0021263 | 0.0023586 | 0.0033881 | 0.0083638 | 0.015573 | 0.018007 | 0.018784 | 0.020511 | 0.018816 | 0.016385
32.4078 | 0.24995 | 236 | 0.013316 | 0.012328 | 0.011155 | 0.010006 | 0.011084 | 0.012278 | 0.011434 | 0.0078793 | 0.0027524 | 0.0018612 | 0.001666 | 0.0017637 | 0.0023589 | 0.0022691 | 0.0021263 | 0.0023586 | 0.0033881 | 0.0083638 | 0.015573 | 0.018007 | 0.018784 | 0.020511 | 0.018816 | 0.016385
32.4078 | 0.2502 | 237 | 0.013316 | 0.012328 | 0.011155 | 0.010006 | 0.011084 | 0.012278 | 0.011434 | 0.0078793 | 0.0027524 | 0.0018612 | 0.001666 | 0.0017637 | 0.0023589 | 0.0022691 | 0.0021263 | 0.0023586 | 0.0033881 | 0.0083638 | 0.015573 | 0.018007 | 0.018784 | 0.020511 | 0.018816 | 0.016385
32.4079 | 0.25038 | 238 | 0.013316 | 0.012328 | 0.011155 | 0.010006 | 0.011084 | 0.012278 | 0.011434 | 0.0078793 | 0.0027524 | 0.0018612 | 0.001666 | 0.0017637 | 0.0023589 | 0.0022691 | 0.0021263 | 0.0023586 | 0.0033881 | 0.0083638 | 0.015573 | 0.018007 | 0.018784 | 0.020511 | 0.018816 | 0.016385
32.4069 | 0.25139 | 239 | 0.013316 | 0.012328 | 0.011155 | 0.010006 | 0.011084 | 0.012278 | 0.011434 | 0.0078793 | 0.0027524 | 0.0018612 | 0.001666 | 0.0017637 | 0.0023589 | 0.0022691 | 0.0021263 | 0.0023586 | 0.0033881 | 0.0083638 | 0.015573 | 0.018007 | 0.018784 | 0.020511 | 0.018816 | 0.016385
32.4071 | 0.2514 | 240 | 0.013316 | 0.012328 | 0.011155 | 0.010006 | 0.011084 | 0.012278 | 0.011434 | 0.0078793 | 0.0027524 | 0.0018612 | 0.001666 | 0.0017637 | 0.0023589 | 0.0022691 | 0.0021263 | 0.0023586 | 0.0033881 | 0.0083638 | 0.015573 | 0.018007 | 0.018784 | 0.020511 | 0.018816 | 0.016385
32.4074 | 0.25139 | 241 | 0.013316 | 0.012328 | 0.011155 | 0.010006 | 0.011084 | 0.012278 | 0.011434 | 0.0078793 | 0.0027524 | 0.0018612 | 0.001666 | 0.0017637 | 0.0023589 | 0.0022691 | 0.0021263 | 0.0023586 | 0.0033881 | 0.0083638 | 0.015573 | 0.018007 | 0.018784 | 0.020511 | 0.018816 | 0.016385
32.4075 | 0.25135 | 242 | 0.013316 | 0.012328 | 0.011155 | 0.010006 | 0.011084 | 0.012278 | 0.011434 | 0.0078793 | 0.0027524 | 0.0018612 | 0.001666 | 0.0017637 | 0.0023589 | 0.0022691 | 0.0021263 | 0.0023586 | 0.0033881 | 0.0083638 | 0.015573 | 0.018007 | 0.018784 | 0.020511 | 0.018816 | 0.016385
32.4066 | 0.25108 | 243 | 0.0050441 | 0.0046696 | 0.0042253 | 0.0037903 | 0.0041984 | 0.0036698 | 0.0043121 | 0.0041069 | 0.0013196 | 0.00073097 | 0.00065431 | 0.00063513 | 0.001384 | 0.00089048 | 0.00080603 | 0.00092634 | 0.0013307 | 0.0042936 | 0.010927 | 0.007764 | 0.0070381 | 0.0080574 | 0.0061006 | 0.0050715
32.4055 | 0.25044 | 244 | 0.0013549 | 0.0017944 | 0.0018983 | 0.0017701 | 0.0014964 | 0.0010495 | 0.0008458 | 0.0046542 | 0.0026062 | 0.002676 | 0.0025234 | 0.0025497 | 0.0025573 | 0.00251 | 0.0025053 | 0.0025302 | 0.0023809 | 0.0015185 | 0.00081986 | 0.00051772 | 0.0004807 | 0.00061509 | 0.00075413 | 0.00107
32.4058 | 0.25048 | 245 | 0.0013549 | 0.0017944 | 0.0018983 | 0.0017701 | 0.0014964 | 0.0010495 | 0.0008458 | 0.0046542 | 0.0026062 | 0.002676 | 0.0025234 | 0.0025497 | 0.0025573 | 0.00251 | 0.0025053 | 0.0025302 | 0.0023809 | 0.0015185 | 0.00081986 | 0.00051772 | 0.0004807 | 0.00061509 | 0.00075413 | 0.00107
32.4062 | 0.25048 | 246 | 0.0013549 | 0.0017944 | 0.0018983 | 0.0017701 | 0.0014964 | 0.0010495 | 0.0008458 | 0.0046542 | 0.0026062 | 0.002676 | 0.0025234 | 0.0025497 | 0.0025573 | 0.00251 | 0.0025053 | 0.0025302 | 0.0023809 | 0.0015185 | 0.00081986 | 0.00051772 | 0.0004807 | 0.00061509 | 0.00075413 | 0.00107
32.4065 | 0.25049 | 247 | 0.0013549 | 0.0017944 | 0.0018983 | 0.0017701 | 0.0014964 | 0.0010495 | 0.0008458 | 0.0046542 | 0.0026062 | 0.002676 | 0.0025234 | 0.0025497 | 0.0025573 | 0.00251 | 0.0025053 | 0.0025302 | 0.0023809 | 0.0015185 | 0.00081986 | 0.00051772 | 0.0004807 | 0.00061509 | 0.00075413 | 0.00107
32.4057 | 0.25077 | 248 | 0.0013549 | 0.0017944 | 0.0018983 | 0.0017701 | 0.0014964 | 0.0010495 | 0.0008458 | 0.0046542 | 0.0026062 | 0.002676 | 0.0025234 | 0.0025497 | 0.0025573 | 0.00251 | 0.0025053 | 0.0025302 | 0.0023809 | 0.0015185 | 0.00081986 | 0.00051772 | 0.0004807 | 0.00061509 | 0.00075413 | 0.00107
32.4062 | 0.25089 | 249 | 0.0013549 | 0.0017944 | 0.0018983 | 0.0017701 | 0.0014964 | 0.0010495 | 0.0008458 | 0.0046542 | 0.0026062 | 0.002676 | 0.0025234 | 0.0025497 | 0.0025573 | 0.00251 | 0.0025053 | 0.0025302 | 0.0023809 | 0.0015185 | 0.00081986 | 0.00051772 | 0.0004807 | 0.00061509 | 0.00075413 | 0.00107
32.4063 | 0.25009 | 250 | 0.0020324 | 0.0026916 | 0.0028474 | 0.0026551 | 0.0022447 | 0.0015743 | 0.0012687 | 0.0069813 | 0.0039093 | 0.0040141 | 0.0037852 | 0.0038246 | 0.0038359 | 0.003765 | 0.003758 | 0.0037953 | 0.0035713 | 0.0022778 | 0.0012298 | 0.00077658 | 0.00072105 | 0.00092263 | 0.0011312 | 0.0016049
32.4066 | 0.25011 | 251 | 0.0020324 | 0.0026916 | 0.0028474 | 0.0026551 | 0.0022447 | 0.0015743 | 0.0012687 | 0.0069813 | 0.0039093 | 0.0040141 | 0.0037852 | 0.0038246 | 0.0038359 | 0.003765 | 0.003758 | 0.0037953 | 0.0035713 | 0.0022778 | 0.0012298 | 0.00077658 | 0.00072105 | 0.00092263 | 0.0011312 | 0.0016049
32.4068 | 0.25014 | 252 | 0.0020324 | 0.0026916 | 0.0028474 | 0.0026551 | 0.0022447 | 0.0015743 | 0.0012687 | 0.0069813 | 0.0039093 | 0.0040141 | 0.0037852 | 0.0038246 | 0.0038359 | 0.003765 | 0.003758 | 0.0037953 | 0.0035713 | 0.0022778 | 0.0012298 | 0.00077658 | 0.00072105 | 0.00092263 | 0.0011312 | 0.0016049
32.4072 | 0.25016 | 253 | 0.0020324 | 0.0026916 | 0.0028474 | 0.0026551 | 0.0022447 | 0.0015743 | 0.0012687 | 0.0069813 | 0.0039093 | 0.0040141 | 0.0037852 | 0.0038246 | 0.0038359 | 0.003765 | 0.003758 | 0.0037953 | 0.0035713 | 0.0022778 | 0.0012298 | 0.00077658 | 0.00072105 | 0.00092263 | 0.0011312 | 0.0016049
32.4046 | 0.25159 | 254 | 0.081296 | 0.10766 | 0.1139 | 0.1062 | 0.089786 | 0.062971 | 0.050748 | 0.046542 | 0.15637 | 0.16056 | 0.15141 | 0.15298 | 0.15344 | 0.1506 | 0.15032 | 0.15181 | 0.14285 | 0.091112 | 0.049192 | 0.031063 | 0.028842 | 0.036905 | 0.045248 | 0.064197
32.4054 | 0.25169 | 255 | 0.081296 | 0.10766 | 0.1139 | 0.1062 | 0.089786 | 0.062971 | 0.050748 | 0.046542 | 0.15637 | 0.16056 | 0.15141 | 0.15298 | 0.15344 | 0.1506 | 0.15032 | 0.15181 | 0.14285 | 0.091112 | 0.049192 | 0.031063 | 0.028842 | 0.036905 | 0.045248 | 0.064197
32.4064 | 0.25251 | 256 | 0.0040353 | 0.0037357 | 0.0033802 | 0.0030322 | 0.0033587 | 0.0060519 | 0.004776 | 0.0011236 | 0.00040357 | 0.00039923 | 0.00035736 | 0.00049341 | 0.00070909 | 0.00077586 | 0.00071702 | 0.00050594 | 0.00072678 | 0.0027014 | 0.0047262 | 0.0084051 | 0.0088759 | 0.0095409 | 0.0092838 | 0.0078024
32.4067 | 0.25267 | 257 | 0.0040353 | 0.0037357 | 0.0033802 | 0.0030322 | 0.0033587 | 0.0060519 | 0.004776 | 0.0011236 | 0.00040357 | 0.00039923 | 0.00035736 | 0.00049341 | 0.00070909 | 0.00077586 | 0.00071702 | 0.00050594 | 0.00072678 | 0.0027014 | 0.0047262 | 0.0084051 | 0.0088759 | 0.0095409 | 0.0092838 | 0.0078024
32.4069 | 0.25246 | 258 | 0.0040353 | 0.0037357 | 0.0033802 | 0.0030322 | 0.0033587 | 0.0060519 | 0.004776 | 0.0011236 | 0.00040357 | 0.00039923 | 0.00035736 | 0.00049341 | 0.00070909 | 0.00077586 | 0.00071702 | 0.00050594 | 0.00072678 | 0.0027014 | 0.0047262 | 0.0084051 | 0.0088759 | 0.0095409 | 0.0092838 | 0.0078024
32.4072 | 0.25241 | 259 | 0.0040353 | 0.0037357 | 0.0033802 | 0.0030322 | 0.0033587 | 0.0060519 | 0.004776 | 0.0011236 | 0.00040357 | 0.00039923 | 0.00035736 | 0.00049341 | 0.00070909 | 0.00077586 | 0.00071702 | 0.00050594 | 0.00072678 | 0.0027014 | 0.0047262 | 0.0084051 | 0.0088759 | 0.0095409 | 0.0092838 | 0.0078024
32.414 | 0.25265 | 260 | 0.091458 | 0.040374 | 0.042711 | 0.079654 | 0.10101 | 0.094457 | 0.095152 | 0.10472 | 0.068413 | 0.064842 | 0.061145 | 0.052956 | 0.04426 | 0.05213 | 0.052034 | 0.05255 | 0.06818 | 0.11958 | 0.11068 | 0.069892 | 0.064895 | 0.013839 | 0.016968 | 0.024074
32.4048 | 0.25115 | 261 | 0 | 0 | 0 | 0 | 0 | 0 | 0 | 0 | 0 | 0 | 0 | 0 | 0 | 0 | 0 | 0 | 0 | 0 | 0 | 0 | 0 | 0 | 0 | 0

## Load Level
Total Load Level
0:00 | 24.6014
1:00 | 18.5763
2:00 | 17.5598
3:00 | 18.8316
4:00 | 22.2752
5:00 | 31.7606
6:00 | 39.4104
7:00 | 42.9719
8:00 | 76.7394
9:00 | 80.9656
10:00 | 85.8618
11:00 | 84.9759
12:00 | 84.7258
13:00 | 86.3224
14:00 | 86.4827
15:00 | 85.6321
16:00 | 77.0023
17:00 | 43.9022
18:00 | 40.6572
19:00 | 64.385
20:00 | 69.3429
21:00 | 54.193
22:00 | 44.2008
23:00 | 31.1539

## CoincidenceFactor_HouseholdLoad (hidden)
|  | Min kW | [11 empty] | New Min kW
|  | #REF! | [11 empty] | #REF!
|  | Max kW | [11 empty] | New Max kW | Coincidence Factor
|  | #REF! | [11 empty] | #REF! | #REF!
Total Number of Households
|  | Percentage of Households Shifted | 50% | 15% | 15% | 5% | 5% | 2.5% | 2.5% | 2% | 2% | 0.5% | 0.5% | 100%
Day of Week | Hour of Day | Original Load Profile | No Shift | +1 hour | -1 hour | +2 hour | -2 hour | +3 hour | -3 hour | +4 hour | -4 hour | +5 hour | -5 hour | Load Profile with 80% Coincidence Factor
Generating Profile with 80% Coincidence Factor | 1 | #REF! | #REF! | #REF! | #REF! | #REF! | #REF! | #REF! | #REF! | #REF! | #REF! | #REF! | #REF! | #REF!
Generating Profile with 80% Coincidence Factor | 2 | #REF! | #REF! | #REF! | #REF! | #REF! | #REF! | #REF! | #REF! | #REF! | #REF! | #REF! | #REF! | #REF!
Generating Profile with 80% Coincidence Factor | 3 | #REF! | #REF! | #REF! | #REF! | #REF! | #REF! | #REF! | #REF! | #REF! | #REF! | #REF! | #REF! | #REF!
Generating Profile with 80% Coincidence Factor | 4 | #REF! | #REF! | #REF! | #REF! | #REF! | #REF! | #REF! | #REF! | #REF! | #REF! | #REF! | #REF! | #REF!
Generating Profile with 80% Coincidence Factor | 5 | #REF! | #REF! | #REF! | #REF! | #REF! | #REF! | #REF! | #REF! | #REF! | #REF! | #REF! | #REF! | #REF!
Generating Profile with 80% Coincidence Factor | 6 | #REF! | #REF! | #REF! | #REF! | #REF! | #REF! | #REF! | #REF! | #REF! | #REF! | #REF! | #REF! | #REF!
Generating Profile with 80% Coincidence Factor | 7 | #REF! | #REF! | #REF! | #REF! | #REF! | #REF! | #REF! | #REF! | #REF! | #REF! | #REF! | #REF! | #REF!
Generating Profile with 80% Coincidence Factor | 8 | #REF! | #REF! | #REF! | #REF! | #REF! | #REF! | #REF! | #REF! | #REF! | #REF! | #REF! | #REF! | #REF!
Generating Profile with 80% Coincidence Factor | 9 | #REF! | #REF! | #REF! | #REF! | #REF! | #REF! | #REF! | #REF! | #REF! | #REF! | #REF! | #REF! | #REF!
Generating Profile with 80% Coincidence Factor | 10 | #REF! | #REF! | #REF! | #REF! | #REF! | #REF! | #REF! | #REF! | #REF! | #REF! | #REF! | #REF! | #REF!
Generating Profile with 80% Coincidence Factor | 11 | #REF! | #REF! | #REF! | #REF! | #REF! | #REF! | #REF! | #REF! | #REF! | #REF! | #REF! | #REF! | #REF!
Generating Profile with 80% Coincidence Factor | 12 | #REF! | #REF! | #REF! | #REF! | #REF! | #REF! | #REF! | #REF! | #REF! | #REF! | #REF! | #REF! | #REF!
Generating Profile with 80% Coincidence Factor | 13 | #REF! | #REF! | #REF! | #REF! | #REF! | #REF! | #REF! | #REF! | #REF! | #REF! | #REF! | #REF! | #REF!
Generating Profile with 80% Coincidence Factor | 14 | #REF! | #REF! | #REF! | #REF! | #REF! | #REF! | #REF! | #REF! | #REF! | #REF! | #REF! | #REF! | #REF!
Generating Profile with 80% Coincidence Factor | 15 | #REF! | #REF! | #REF! | #REF! | #REF! | #REF! | #REF! | #REF! | #REF! | #REF! | #REF! | #REF! | #REF!
Generating Profile with 80% Coincidence Factor | 16 | #REF! | #REF! | #REF! | #REF! | #REF! | #REF! | #REF! | #REF! | #REF! | #REF! | #REF! | #REF! | #REF!
Generating Profile with 80% Coincidence Factor | 17 | #REF! | #REF! | #REF! | #REF! | #REF! | #REF! | #REF! | #REF! | #REF! | #REF! | #REF! | #REF! | #REF!
Generating Profile with 80% Coincidence Factor | 18 | #REF! | #REF! | #REF! | #REF! | #REF! | #REF! | #REF! | #REF! | #REF! | #REF! | #REF! | #REF! | #REF!
Generating Profile with 80% Coincidence Factor | 19 | #REF! | #REF! | #REF! | #REF! | #REF! | #REF! | #REF! | #REF! | #REF! | #REF! | #REF! | #REF! | #REF!
Generating Profile with 80% Coincidence Factor | 20 | #REF! | #REF! | #REF! | #REF! | #REF! | #REF! | #REF! | #REF! | #REF! | #REF! | #REF! | #REF! | #REF!
Generating Profile with 80% Coincidence Factor | 21 | #REF! | #REF! | #REF! | #REF! | #REF! | #REF! | #REF! | #REF! | #REF! | #REF! | #REF! | #REF! | #REF!
Generating Profile with 80% Coincidence Factor | 22 | #REF! | #REF! | #REF! | #REF! | #REF! | #REF! | #REF! | #REF! | #REF! | #REF! | #REF! | #REF! | #REF!
Generating Profile with 80% Coincidence Factor | 23 | #REF! | #REF! | #REF! | #REF! | #REF! | #REF! | #REF! | #REF! | #REF! | #REF! | #REF! | #REF! | #REF!
Generating Profile with 80% Coincidence Factor | 24 | #REF! | #REF! | #REF! | #REF! | #REF! | #REF! | #REF! | #REF! | #REF! | #REF! | #REF! | #REF! | #REF!
Load for "-5 hour" Shift | 20 | #REF!
Load for "-4 hour" Shift | 21 | #REF!
Load for "-3 hour" Shift | 22 | #REF!
Load for "-2 hour" Shift | 23 | #REF!
Load for "-1 hour" Shift | 24 | #REF!
Load for "+1 hour" Shift | 1 | #REF!
Load for "+2 hour" Shift | 2 | #REF!
Load for "+3 hour" Shift | 3 | #REF!
Load for "+4 hour" Shift | 4 | #REF!
Load for "+5 hour" Shift | 5 | #REF!